## D_6. Elec+9.Tele+10.IT+13.FA (hidden)
NO. | WORK ITEMS | UNIT | Q'TY | UNIT RATE (VND) |  |  |  | TOTAL AMOUNT (VND) | [6 empty] | Remark
|  |  |  | Material | Labour | Construction Equipment | Total | Material | Labour | Construction Equipment | Total
6 | POWER SYSTEM | [6 empty] | #VALUE! | 0 | 0 | #VALUE! | #VALUE! | 0 | 0 | #VALUE!
6.1 | Sub-station (SS-U06) | [6 empty] | 0 | 0 | 0 | 0
6.1.9 | Power connection (power cable and power equipment) to connect to EVN - outside NSRP | P'KG | 1 |  |  |  | 0 | 0 | 0 | 0 | 0
6.1.9.1 | Power equipment |  | 1 |  |  |  | 0 | 0 | 0 | 0 | 0
| Z purlin on column | Set | 1 |  |  |  |  | 0 | 0 | 0 | 0
| XP3 3 phase support purlin | Set | 1 |  |  |  |  | 0 | 0 | 0 | 0
| Support beam 3 phase difference & lightning arrester valve | Set | 1 |  |  |  |  | 0 | 0 | 0 | 0
| Support beam circuit breaker: x-cdl | Set | 1 |  |  |  |  | 0 | 0 | 0 | 0
| Recloser 35kv | Set | 1 |  |  |  |  | 0 | 0 | 0 | 0
| Support beam recloer & fuse cut out | Set | 1 |  |  |  |  | 0 | 0 | 0 | 0
| Tranformer TU supply power for 35kV recloser | Set | 1 |  |  |  |  | 0 | 0 | 0 | 0
| Support beam transformer X-TU | Set | 1 |  |  |  |  | 0 | 0 | 0 | 0
| XP1-2P 1 phase support purlin | Set | 1 |  |  |  |  | 0 | 0 | 0 | 0
| Recloser panel control for 35kV | Set | 1 |  |  |  |  | 0 | 0 | 0 | 0
| Support beam & area working | Set | 1 |  |  |  |  | 0 | 0 | 0 | 0
| Climbing ladder | Set | 1 |  |  |  |  | 0 | 0 | 0 | 0
| Hand position operate breaker | Set | 1 |  |  |  |  | 0 | 0 | 0 | 0
| Lightning arrester valve | Set | 1 |  |  |  |  | 0 | 0 | 0 | 0
| Cable acsr 120/19 | M | 45 |  |  |  |  | 0 | 0 | 0 | 0
| Fuse cut out 35kV | Set | 1 |  |  |  |  | 0 | 0 | 0 | 0
| Disconnecting switch 35kv | Set | 1 |  |  |  |  | 0 | 0 | 0 | 0
| Support beam TU & TI | Set | 1 |  |  |  |  | 0 | 0 | 0 | 0
| TU measure for 35kV | Set | 1 |  |  |  |  | 0 | 0 | 0 | 0
| TI measure for 35kV | Set | 1 |  |  |  |  | 0 | 0 | 0 | 0
| Meter panel for 35kV | Set | 1 |  |  |  |  | 0 | 0 | 0 | 0
| Station post insulator 3P 35KV | Set | 1 |  |  |  |  | 0 | 0 | 0 | 0
| Centrifugal concrete column 16m | Set | 1 |  |  |  |  | 0 | 0 | 0 | 0
6.1.9.2 | Cost of acceptance of high voltage turn on to 35kV equipment | Set | 1 |  |  |  | 0 | 0 | 0 | 0 | 0
9.1.9.3 | 35kV_CU/XLPE/MS/PVC/SWA/PVC-3C x 95 SQMM | m | 170 |  |  |  | 0 | 0 | 0 | 0 | 0
6.1.10 | Power equipment (inside substation) includes MCC | P'KG | 1 |  |  |  | 0 | 0 | 0 | 0 | 0
6.1.10.1 | Power equipment (inside substation) includes MCC | [5 empty] | 0 | 0 | 0 | 0 | 0
6.1.2.1.1 | A1_High voltage 35KV ( Input load breaker compartment LBS-SF6-35kV-630A 25kA/3s ) including | Set | 1 |  |  |  | 0 | 0 | 0 | 0 | 0
| Load Break Switch LBS-SF6-35kV-630A 25kA/3s | Set | 1 |  |  |  | 0 | 0 | 0 | 0 | 0
| Fuse 35kV 200A | Set | 1 |  |  |  | 0 | 0 | 0 | 0 | 0
| Earthing Switch - 35kV | Set | 1 |  |  |  | 0 | 0 | 0 | 0 | 0
| Busbar Cu 630A | Set | 1 |  |  |  | 0 | 0 | 0 | 0 | 0
| Fault indication | Set | 1 |  |  |  | 0 | 0 | 0 | 0 | 0
6.1.2.1.2 | A2_High voltage (Prevent circuit breaker to VCB-35kV-630A 25kA/3s transformer) including | Set | 1 |  |  |  | 0 | 0 | 0 | 0 | 0
| VCB, Class Drawout, 3P, 630A, 35kV, 50hz, 25kA/3s (Vacuum Circuit Breaker) | Set | 1 |  |  |  | 0 | 0 | 0 | 0 | 0
| Current Transformer 200/1A, class 0.5 | Pcs | 6 |  |  |  | 0 | 0 | 0 | 0 | 0
| Earthing Switch - 35kV | Set | 1 |  |  |  | 0 | 0 | 0 | 0 | 0
| Role protect & mettering | Set | 1 |  |  |  | 0 | 0 | 0 | 0 | 0
| Busbar Cu 630A | Set | 1 |  |  |  | 0 | 0 | 0 | 0 | 0
| Voltage transformer 35kV/√3 ,110V/√3 | Set | 1 |  |  |  | 0 | 0 | 0 | 0 | 0
| Fault indication | Set | 1 |  |  |  | 0 | 0 | 0 | 0 | 0
| Dry Transformer with enclosure 2000kVA, 35kV/6.6kV, 50Hz, 3 phase, Dyn11, %Z=6% Cased type, Integrated temperature controller | Set |  |  |  |  | 0 | 0 | 0 | 0 | 0
| Current Transformer 100/1A, class 0.5 | Set | 2 |  |  |  | 0 | 0 | 0 | 0 | 0
6.1.2.1.3 | A4_High voltage Switchgear 3PH-3W-6.6kV (Full Type Test IEC 61439) | Set | 1 |  |  |  | 0 | 0 | 0 | 0 | 0
| VCB, Class Drawout, 3P, 800A, 6.6kV, 50hz, 25kA/1s (Vacuum Circuit Breaker) | Set | 1 |  |  |  | 0 | 0 | 0 | 0 | 0
| Earthing Switch - 6.6kV | Set | 1 |  |  |  | 0 | 0 | 0 | 0 | 0
| Three winding voltage transformer 6.6kV/√3 ,110V/√3 | Set | 1 |  |  |  | 0 | 0 | 0 | 0 | 0
| Neutral Earthing Resistor 6.6kV 100A | Set | 1 |  |  |  | 0 | 0 | 0 | 0 | 0
| Role protect & mettering | Set | 1 |  |  |  | 0 | 0 | 0 | 0 | 0
| Current Transformer 250/1A, class 0.5 | Pcs | 9 |  |  |  | 0 | 0 | 0 | 0 | 0
| Voltmeter Selector Switch | Pcs | 1 |  |  |  | 0 | 0 | 0 | 0 | 0
| Ammeter Selector Switch | Pcs | 1 |  |  |  | 0 | 0 | 0 | 0 | 0
| Enclosure cabinet, Steel enclosures 2 mm thick zinc-coated sheet steel, IP42, Accessories | Set | 1 |  |  |  | 0 | 0 | 0 | 0 | 0
6.1.2.1.4 | A5_High voltage Switchgear 3PH-3W-6.6kV (Full Type Test IEC 61439) | Set | 1 |  |  |  | 0 | 0 | 0 | 0 | 0
| VCB, Class Drawout, 3P, 800A, 6.6kV, 50hz, 25kA/1s (Vacuum Circuit Breaker) | Set | 1 |  |  |  | 0 | 0 | 0 | 0 | 0
| Three winding voltage transformer 6.6kV/√3 ,110V/√3 | Set | 1 |  |  |  | 0 | 0 | 0 | 0 | 0
| Earthing Switch - 6.6kV | Set | 1 |  |  |  | 0 | 0 | 0 | 0 | 0
| Role protect & mettering | Set | 1 |  |  |  | 0 | 0 | 0 | 0 | 0
| Current Transformer 100/1A, class 0.5 | Set | 2 |  |  |  | 0 | 0 | 0 | 0 | 0
| Current Transformer 250/1A, class 0.5 | Pcs | 6 |  |  |  | 0 | 0 | 0 | 0 | 0
| Voltmeter Selector Switch | Pcs | 1 |  |  |  | 0 | 0 | 0 | 0 | 0
| Ammeter Selector Switch | Pcs | 1 |  |  |  | 0 | 0 | 0 | 0 | 0
| Enclosure cabinet, Steel enclosures 2 mm thick zinc-coated sheet steel, IP42, Accessories |  | 1 |  |  |  | 0 | 0 | 0 | 0 | 0
6.1.2.1.5 | A3_High voltage Switchgear 3PH-3W-6.6kV (Full Type Test IEC 61439) | Set | 1 |  |  |  | 0 | 0 | 0 | 0 | 0
| VCB, Class Drawout, 3P, 630A, 6.6kV, 50hz, 25kA/1s (Vacuum Circuit Breaker) | Set | 1 |  |  |  | 0 | 0 | 0 | 0 | 0
| Earthing Switch - 6.6kV | Set | 1 |  |  |  | 0 | 0 | 0 | 0 | 0
| Three winding voltage transformer 6.6kV/√3 ,110V/√3 | Set | 1 |  |  |  | 0 | 0 | 0 | 0 | 0
| Role protect & mettering | Set | 1 |  |  |  | 0 | 0 | 0 | 0 | 0
| Current Transformer 150/1A, class 0.5 | Pcs | 3 |  |  |  | 0 | 0 | 0 | 0 | 0
| Enclosure cabinet, Steel enclosures 2 mm thick zinc-coated sheet steel, IP42, Accessories | Set | 1 |  |  |  | 0 | 0 | 0 | 0 | 0
| Current Transformer 2000/1A, class 0.5 | Set | 1 |  |  |  | 0 | 0 | 0 | 0 | 0
6.1.2.1.6 | B1_Distribution 3PH-4W-0.4kV for Transformer (Full Type Test IEC 61439) | Set | 1 |  |  |  | 0 | 0 | 0 | 0 | 0
| Busbar Cu 2000A | Set | 1 |  |  |  | 0 | 0 | 0 | 0 | 0
| ACB, class Drawout, 4P, 2000A, 400V, 50Hz, 65 KA/s, MIC5.0P | Set | 1 |  |  |  | 0 | 0 | 0 | 0 | 0
| Fuse3x2A | Pc | 3 |  |  |  | 0 | 0 | 0 | 0 | 0
| Multi power meter PMAC770 (Measurement I, U, F, P, Q, S, PF, THD, Accuracy 0.5% , Modbus ) | Set | 1 |  |  |  | 0 | 0 | 0 | 0 | 0
| Current Transformer 2000/1A, class 0.5 | Pcs | 6 |  |  |  | 0 | 0 | 0 | 0 | 0
| Voltage transformer 400V/√3 ,110V/√3 | Set | 1 |  |  |  | 0 | 0 | 0 | 0 | 0
| Switching Voltage | Set | 1 |  |  |  | 0 | 0 | 0 | 0 | 0
| Voltmeter 0-500V | Set | 1 |  |  |  | 0 | 0 | 0 | 0 | 0
| Phase 3 lamps ABC | Set | 1 |  |  |  | 0 | 0 | 0 | 0 | 0
| MCCB 4P 160A, 400V, 50Hz, 50 KA/s | Pc | 1 |  |  |  | 0 | 0 | 0 | 0 | 0
| Lightning protection 3P+N, type 1+2 (8/20µs) - Imax=65kA - iPRD65 | Pc | 1 |  |  |  | 0 | 0 | 0 | 0 | 0
| Enclosure cabinet, Steel enclosures 2 mm thick zinc-coated sheet steel, IP42, ,size 2200x700x1000mm | Pc | 1 |  |  |  | 0 | 0 | 0 | 0 | 0
| Accessories panel installation | Set | 1 |  |  |  | 0 | 0 | 0 | 0 | 0
6.1.2.1.7 | C1 _Distribution power 3PH-4W-400V for Capacitor 200KVAr (Full Type Test IEC61439) | Set | 1 |  |  |  | 0 | 0 | 0 | 0 | 0
| Busbar Cu 2000A | Set | 1 |  |  |  | 0 | 0 | 0 | 0 | 0
| 10-Level Capacitor Controller | Set | 1 |  |  |  | 0 | 0 | 0 | 0 | 0
| MCCB 3P 400A, 400V, 50Hz, 50 KA/s | Pc | 1 |  |  |  | 0 | 0 | 0 | 0 | 0
| MCCB 3P 100A, 400V, 50Hz, 50 KA/s | Pc | 5 |  |  |  | 0 | 0 | 0 | 0 | 0
| Contactor MC 3P, 100A | Pcs | 5 |  |  |  | 0 | 0 | 0 | 0 | 0
| Capacitor 3P-400V-40kVAr | Set | 5 |  |  |  | 0 | 0 | 0 | 0 | 0
| Enclosure cabinet, Steel enclosures 2 mm thick zinc-coated sheet steel, IP42, 2200x800x1000 mm (HxWxD) | Pc | 1 |  |  |  | 0 | 0 | 0 | 0 | 0
| Accessories panel installation | Set | 1 |  |  |  | 0 | 0 | 0 | 0 | 0
6.1.2.1.8 | C2_Distribution power 3PH-4W-400V for Capacitor 200KVAr (Full Type Test IEC61439) | Set | 1 |  |  |  | 0 | 0 | 0 | 0 | 0
| Busbar Cu 2000A | Set | 1 |  |  |  | 0 | 0 | 0 | 0 | 0
| MCCB 3P 400A, 400V, 50Hz, 50 KA/s | Pc | 1 |  |  |  | 0 | 0 | 0 | 0 | 0
| MCCB 3P 100A, 400V, 50Hz, 50 KA/s | Pcs | 5 |  |  |  | 0 | 0 | 0 | 0 | 0
| Contactor MC 3P, 100A | Pcs | 5 |  |  |  | 0 | 0 | 0 | 0 | 0
| Capacitor 3P-400V-40kVAr | Set | 5 |  |  |  | 0 | 0 | 0 | 0 | 0
| Enclosure cabinet, Steel enclosures 2 mm thick zinc-coated sheet steel, IP42,2200x800x1000 mm (HxWxD) | Pc | 1 |  |  |  | 0 | 0 | 0 | 0 | 0
| Accessories Panel installation | Set | 1 |  |  |  | 0 | 0 | 0 | 0 | 0
6.1.2.1.9 | B2_Distribution power 3PH-4W-400V for Distribution drawers (Full Type Test IEC61439) | Set | 1 |  |  |  | 0 | 0 | 0 | 0 | 0
| Busbar Cu 2000A | Set | 1 |  |  |  | 0 | 0 | 0 | 0 | 0
| Switch Fuse 4P 400V 250A | Pcs | 4 |  |  |  | 0 | 0 | 0 | 0 | 0
| Switch Fuse 4P 400V 50A | Pcs | 1 |  |  |  | 0 | 0 | 0 | 0 | 0
| Contactor MC 4P, 250A | Pcs | 4 |  |  |  | 0 | 0 | 0 | 0 | 0
| Contactor MC 4P, 50A | Pcs | 1 |  |  |  | 0 | 0 | 0 | 0 | 0
| Current Transformer 250/1A, class 0.5 | Pcs | 4 |  |  |  | 0 | 0 | 0 | 0 | 0
| Voltage transformer 230/110V AC_150 VA | Set | 5 |  |  |  | 0 | 0 | 0 | 0 | 0
| Zero Current Transformer 250/1A | Set | 4 |  |  |  | 0 | 0 | 0 | 0 | 0
| Digital Protective Relays (37,51, 51 G) | Set | 5 |  |  |  | 0 | 0 | 0 | 0 | 0
| Enclosure cabinet, Steel enclosures 2 mm thick zinc-coated sheet steel, IP42, size 2200x700x1000mm (HxWxD) | Set | 1 |  |  |  | 0 | 0 | 0 | 0 | 0
| Accessories (fuse, lamp, Push button..etc) | Set | 1 |  |  |  | 0 | 0 | 0 | 0 | 0
6.1.2.1.10 | B3_Distribution Power 3PH-4W-400V for Distribution drawers (Full Type Test IEC61439) | Set | 1 |  |  |  | 0 | 0 | 0 | 0 | 0
| Busbar Cu 2000A | Set | 1 |  |  |  | 0 | 0 | 0 | 0 | 0
| Switch Fuse 4P 400V 125A | Pcs | 3 |  |  |  | 0 | 0 | 0 | 0 | 0
| Switch Fuse 4P 400V 100A | Pcs | 1 |  |  |  | 0 | 0 | 0 | 0 | 0
| Switch Fuse 4P 400V 50A | Pcs | 1 |  |  |  | 0 | 0 | 0 | 0 | 0
| Switch Fuse 4P 400V 16A | Pcs |  |  |  |  | 0 | 0 | 0 | 0 | 0
| Switch Fuse 4P 400V 25A | Pcs | 1 |  |  |  | 0 | 0 | 0 | 0 | 0
| Contactor MC 4P, 125A | Pcs | 2 |  |  |  | 0 | 0 | 0 | 0 | 0
| Contactor MC 4P, 100A | Pcs | 1 |  |  |  | 0 | 0 | 0 | 0 | 0
| Contactor MC 4P, 50A | Pcs | 1 |  |  |  | 0 | 0 | 0 | 0 | 0
| Contactor MC 4P, 16A | Pcs |  |  |  |  | 0 | 0 | 0 | 0 | 0
| Contactor MC 4P, 25A | Pcs | 1 |  |  |  | 0 | 0 | 0 | 0 | 0
| Current Transformer 125/1A, class 0.5 | Pcs | 3 |  |  |  | 0 | 0 | 0 | 0 | 0
| Current Transformer 100/1A, class 0.5 | Pcs | 1 |  |  |  | 0 | 0 | 0 | 0 | 0
| Two winding voltage transformer 230/110VAC_150VA | Set | 5 |  |  |  | 0 | 0 | 0 | 0 | 0
| Zero Current Transformer 100/1A | Set | 1 |  |  |  | 0 | 0 | 0 | 0 | 0
| Zero Current Transformer 125/1A | Set | 3 |  |  |  | 0 | 0 | 0 | 0 | 0
| Zero Current Transformer 50/1A | Set | 1 |  |  |  | 0 | 0 | 0 | 0 | 0
| Digital Protective Relays (37,51,51 G) | Set | 5 |  |  |  | 0 | 0 | 0 | 0 | 0
| Enclosure cabinet, Steel enclosures 2 mm thick zinc-coated sheet steel, IP42, size 2200x700x1000mm (HxWxD) | Set | 1
| Accessories (fuse, lamp, Push button..etc) | Set | 1
6.1.2.1.11 | B4 Distribution Power 3PH-4W-400V for Distribution drawers (Full Type Test IEC61439) | Set | 1 |  |  |  | 0 | 0 | 0 | 0 | 0
| Busbar Cu 2000A | Set | 1 |  |  |  | 0 | 0 | 0 | 0 | 0
| ACB, Class Drawout, 4P, 1250A, 400V, 50Hz, 31.5 KA/s, MIC5.0P | Pcs | 1 |  |  |  | 0 | 0 | 0 | 0 | 0
| Enclosure cabinet, Steel enclosures 2 mm thick zinc-coated sheet steel, IP42, size 2200x700x1000mm (HxWxD) | Set | 1 |  |  |  | 0 | 0 | 0 | 0 | 0
| Accessories (fuse, lamp, Push button..etc) | Set | 1 |  |  |  | 0 | 0 | 0 | 0 | 0
6.1.2.1.12 | TRANSFORMER | [5 empty] | 0 | 0 | 0 | 0 | 0
| Dry Transformer with enclosure 2000kVA, 35kV/6.6kV, 50Hz, 3 phase, Dyn11, %Z=6% Cased type, Integrated temperature controller | Set | 1 |  |  |  | 0 | 0 | 0 | 0 | 0
| Dry Transformer with enclosure 1250kVA, 6.6kV/0.4kV, 50Hz, 3 phase, Dyn11, %Z=5% Cased type, Integrated temperature controller | Set | 1 |  |  |  | 0 | 0 | 0 | 0 | 0
6.1.2.1.13 | UPS | [5 empty] | 0 | 0 | 0 | 0 | 0
| UPS AC FOR TELECOM 20KVA | Set | 1 |  |  |  | 0 | 0 | 0 | 0 | 0
| UPS DC 3KVA | Set | 1 |  |  |  | 0 | 0 | 0 | 0 | 0
| MCCB 4P 25A, 400V, 50Hz, 25 KA/s | Pcs | 1 |  |  |  | 0 | 0 | 0 | 0 | 0
| MCCB 2P 32A, 110V, 50Hz, 50 KA/s | Pcs | 2 |  |  |  | 0 | 0 | 0 | 0 | 0
| MCCB 2P 20A, 110V, 50Hz, 50 KA/s | Pcs | 2 |  |  |  | 0 | 0 | 0 | 0 | 0
| MCCB 2P 16A, 110V, 50Hz, 50 KA/s | Pcs | 7 |  |  |  | 0 | 0 | 0 | 0 | 0
| CHARGER TRANSFORMER 400/230V, 3KVA | Set | 1 |  |  |  | 0 | 0 | 0 | 0 | 0
| CHARGER 30A | Set | 1 |  |  |  | 0 | 0 | 0 | 0 | 0
| DIODE (FOR BLOCKING) Output (90-120 VDC) | Pcs | 6 |  |  |  | 0 | 0 | 0 | 0 | 0
| VOLTAGE INDICATOR 50V | Pcs | 2 |  |  |  | 0 | 0 | 0 | 0 | 0
| AMPLE INDICATOR 50/5A | Pcs | 5 |  |  |  | 0 | 0 | 0 | 0 | 0
| UPS DC Panel, Steel enclosures 2 mm thick zinc-coated sheet steel, IP42, size 1200x400x1000mm (HxWxD) | Set | 1 |  |  |  | 0 | 0 | 0 | 0 | 0
| Accessories (fuse, lamp, Push button..etc) | Set | 1 |  |  |  | 0 | 0 | 0 | 0 | 0
6.1.2.1.14 | DB Panel 3PH-4W-400V For Lighting & Small E&I (U06-DB-611) | Set | 1 |  |  |  | 0 | 0 | 0 | 0 | 0
| Isolater 4P 400V 100A | Set | 1 |  |  |  | 0 | 0 | 0 | 0 | 0
| MCCB 4P 40A, 400V, 50Hz, 16 KA/s | Pcs | 2 |  |  |  | 0 | 0 | 0 | 0 | 0
| MCB 2P 20A, 400V, 50Hz, 10 KA/s | Pcs | 7 |  |  |  | 0 | 0 | 0 | 0 | 0
| MCB 2P 16A, 400V, 50Hz, 10 KA/s | Pcs | 1 |  |  |  | 0 | 0 | 0 | 0 | 0
| MCB+RCD 2P 20A, 30mA, 10 KA/s | Pcs | 2 |  |  |  | 0 | 0 | 0 | 0 | 0
| Current Transformer 100/1A, class 0.5 | Set | 1 |  |  |  | 0 | 0 | 0 | 0 | 0
| Busbar Cu 400A | Set | 1 |  |  |  | 0 | 0 | 0 | 0 | 0
| Multi power meter (Measurement I, U, F, P, Q, S, PF, THD, Accuracy 0.5%) | Set | 1 |  |  |  | 0 | 0 | 0 | 0 | 0
| Two winding voltage transformer 230/110V | Set | 1 |  |  |  | 0 | 0 | 0 | 0 | 0
| Signal Phase Light A,B,C | Pcs | 3 |  |  |  | 0 | 0 | 0 | 0 | 0
| Push Button | Pcs | 4 |  |  |  | 0 | 0 | 0 | 0 | 0
| Enclosure cabinet, Steel enclosures 2 mm thick zinc-coated sheet steel, IP42, size 1000x1000x400mm (HxWxD) | Set | 1 |  |  |  | 0 | 0 | 0 | 0 | 0
6.1.2.1.15 | DB Panel 3PH-4W-400V For Street/Fence Lighting (U06-DB-612) | Set | 1 |  |  |  | 0 | 0 | 0 | 0 | 0
| Isolater 4P 400V 125A | Set | 1 |  |  |  | 0 | 0 | 0 | 0 | 0
| MCB 4P 32A, 400V, 50Hz, 16 KA/s | Pcs | 1 |  |  |  | 0 | 0 | 0 | 0 | 0
| MCB 4P 20A, 400V, 50Hz, 16 KA/s | Pcs | 5 |  |  |  | 0 | 0 | 0 | 0 | 0
| MCB 4P 25A, 400V, 50Hz, 16 KA/s | Pcs | 3 |  |  |  | 0 | 0 | 0 | 0 | 0
| MCB 2P 16A, 400V, 50Hz, 10 KA/s | Pcs | 3 |  |  |  | 0 | 0 | 0 | 0 | 0
| Isolater 4P 25V 125A | Set | 1 |  |  |  | 0 | 0 | 0 | 0 | 0
| Two winding voltage transformer 230/110V | Set | 1 |  |  |  | 0 | 0 | 0 | 0 | 0
| Current Transformer 125/1A, class 0.5 | Set | 1 |  |  |  | 0 | 0 | 0 | 0 | 0
| Busbar Cu 400A | Set | 1 |  |  |  | 0 | 0 | 0 | 0 | 0
| Multi power meter (Measurement I, U, F, P, Q, S, PF, THD, Accuracy 0.5%) | Set | 1 |  |  |  | 0 | 0 | 0 | 0 | 0
| Timer 24h | Pcs | 1 |  |  |  | 0 | 0 | 0 | 0 | 0
| Signal Phase Light A,B,C | Pcs | 3 |  |  |  | 0 | 0 | 0 | 0 | 0
| Push Button | Pcs | 4 |  |  |  | 0 | 0 | 0 | 0 | 0
| Enclosure cabinet, Steel enclosures 2 mm thick zinc-coated sheet steel, IP42, size 1000x1000x400mm (HxWxD) | Set | 1 |  |  |  | 0 | 0 | 0 | 0 | 0
6.10.1.2 | Power cable (inside substation) | [5 empty] | 0 | 0 | 0 | 0 | 0
6.1.3.1 | Cable HV | [5 empty] | 0 | 0 | 0 | 0 | 0
| 35kV_CU/XLPE/MS/PVC/SWA/PVC-3C x 95 SQMM | m | 15 |  |  |  | 0 | 0 | 0 | 0 | 0
| 3.6/6kV_CU/XLPE/MS/PVC/SWA/PVC-3C x 120SQMM | m | 35 |  |  |  | 0 | 0 | 0 | 0 | 0
| 3.6/6kV_CU/XLPE/MS/PVC/SWA/PVC-3C x 70SQMM | m | 15 |  |  |  | 0 | 0 | 0 | 0 | 0
6.1.3.2 | Cable LV 1 | [5 empty] | 0 | 0 | 0 | 0 | 0
| 0.6/1kV_CU/XLPE/PVC-1C x 300 SQMM | M | 160 |  |  |  | 0 | 0 | 0 | 0 | 0
| 0.6/1kV_CU/XLPE/PVC/SWA/PVC-4C x 150 SQMM | M | 400 |  |  |  | 0 | 0 | 0 | 0 | 0
| 0.6/1kV_CU/XLPE/PVC/SWA/PVC-4C x 16 SQMM | M | 130 |  |  |  | 0 | 0 | 0 | 0 | 0
| 0.6/1kV_CU/XLPE/PVC/SWA/PVC-4C x 50 SQMM | M | 130 |  |  |  | 0 | 0 | 0 | 0 | 0
| 0.6/1kV_CU/XLPE/PVC/SWA/PVC-1C x 240 SQMM | M | 1690 |  |  |  | 0 | 0 | 0 | 0 | 0
| 0.6/1kV_CU/XLPE/PVC/SWA/PVC-4C x 25 SQMM | M | 145 |  |  |  | 0 | 0 | 0 | 0 | 0
| 0.6/1kV_CU/XLPE/PVC/SWA/PVC-4C x 35 SQMM | M | 20 |  |  |  | 0 | 0 | 0 | 0 | 0
| 0.6/1kV_CU/XLPE/PVC/SWA/PVC-4C x 50 SQMM | M | 24 |  |  |  | 0 | 0 | 0 | 0 | 0
| 0.6/1kV_CU/XLPE/PVC/SWA/FR/PVC-4C x 150 SQMM | M | 140 |  |  |  | 0 | 0 | 0 | 0 | 0
| 0.6/1kV_CU/XLPE/PVC/SWA/PVC-4C x 4 SQMM | M | 40
6.1.3.3 | Cable LV 2 | [5 empty] | 0 | 0 | 0 | 0 | 0
| 0.6/1kV_CU/XLPE/PVC-4C x 16 SQMM | M | 150 |  |  |  | 0 | 0 | 0 | 0 | 0
| 0.6/1kV_CU/XLPE/PVC-4C x 10 SQMM | M | 350 |  |  |  | 0 | 0 | 0 | 0 | 0
| 0.6/1kV_CU/XLPE/PVC-4C x 6 SQMM | M | 35 |  |  |  | 0 | 0 | 0 | 0 | 0
| 0.6/1kV_CU/XLPE/PVC-4C x 4 SQMM | M |  |  |  |  | 0 | 0 | 0 | 0 | 0
| 0.6/1kV_CU/PVC/PVC-2C x 4 SQMM | M | 35 |  |  |  | 0 | 0 | 0 | 0 | 0
| 0.6/1kV_CU/PVC/PVC-2C x 2.5 SQMM | M | 150
6.1.3.4 | Cable LV 3 | [5 empty] | 0 | 0 | 0 | 0 | 0
| 0.6/1kV_CU/XLPE/PVC/SWA/PVC-4C x 2.5 SQMM | M | 85 |  |  |  | 0 | 0 | 0 | 0 | 0
| 0.6/1kV_CU/XLPE/PVC/SWA/PVC-2C x 4 SQMM | M | 42 |  |  |  | 0 | 0 | 0 | 0 | 0
| 0.6/1kV_CU/XLPE/PVC/SWA/PVC-15C x 2.5 SQMM | M | 20 |  |  |  | 0 | 0 | 0 | 0 | 0
| 0.6/1kV_CU/XLPE/PVC/SWA/PVC-2C x 6 SQMM | M | 170 |  |  |  | 0 | 0 | 0 | 0 | 0
| 1.8/3kV_CU/GKW-AX-1C x 10 SQMM | M | 30 |  |  |  | 0 | 0 | 0 | 0 | 0
| 0.3/0.5kV_CU/PE/OS/PVC/SWA/PVC-4T x 1.5 SQMM | M | 15 |  |  |  | 0 | 0 | 0 | 0 | 0
6.1.10.3 | Lighting (inside substation) | [5 empty] | 0 | 0 | 0 | 0 | 0
| 49W/220V Led 1200mm x 60mm, Pendant type | Set | 8 |  |  |  | 0 | 0 | 0 | 0 | 0
| Dual Socket Outlet, 16A/220V, Wall mounted | Set | 4 |  |  |  | 0 | 0 | 0 | 0 | 0
6.1.10.4 | Earthing (for substation) | [5 empty] | 0 | 0 | 0 | 0 | 0
| EARTH COPPER BAR, 500x50x6t W/10-12mm HOLES,TIN COATED | pcs | 5 |  |  |  | 0 | 0 | 0 | 0 | 0
| BARE CONDUCTOR,STRANDED ANNEALED COPPER, 70 SQ.MM | m | 150 |  |  |  | 0 | 0 | 0 | 0 | 0
| EARTH ELECTRODE (COPPERBOND) ∅19mmx3000mm | pcs | 16 |  |  |  | 0 | 0 | 0 | 0 | 0
| EARTH CLAMP,THREE CONDUCTOR TYPE,COPPER | pcs | 3 |  |  |  | 0 | 0 | 0 | 0 | 0
| EARTH CLAMP,TWO CONDUCTOR TYPE,COPPER | pcs | 13 |  |  |  | 0 | 0 | 0 | 0 | 0
| WELD METAL POWDER, SIZE-90 | pcs | 8 |  |  |  | 0 | 0 | 0 | 0 | 0
| MOLD,FOR CABLE TO CABLE,KUMWELL OR EQUAL, CC2-C-7070 | pcs | 8 |  |  |  | 0 | 0 | 0 | 0 | 0
| TOOL,FLINT IGNITOR,HANDLE CLAMP, MOLD / CABLE CLEAN BRUSH | lot | 3 |  |  |  | 0 | 0 | 0 | 0 | 0
| C TYPE CONNECTOR, COPPER, 16 TO 25 | pcs | 2 |  |  |  | 0 | 0 | 0 | 0 | 0
| C TYPE CONNECTOR, COPPER, 25 TO 95 | pcs | 2 |  |  |  | 0 | 0 | 0 | 0 | 0
| C TYPE CONNECTOR, COPPER, 70 TO 95 | pcs | 2 |  |  |  | 0 | 0 | 0 | 0 | 0
| C TYPE CONNECTOR, COPPER, 95 TO 95 | pcs | 5 |  |  |  | 0 | 0 | 0 | 0 | 0
| WIRE,STRANDED COPPER,PVC INSULATION,600V,GREEN/YELLOW, 16 SQ.MM | m | 290 |  |  |  | 0 | 0 | 0 | 0 | 0
| WIRE,STRANDED COPPER,PVC INSULATION,600V,GREEN/YELLOW, 25 SQ.MM | m | 165 |  |  |  | 0 | 0 | 0 | 0 | 0
| WIRE,STRANDED COPPER,PVC INSULATION,600V,GREEN/YELLOW, 95 SQ.MM | m | 500 |  |  |  | 0 | 0 | 0 | 0 | 0
6.1.10.5 | Lightning system (for substation) | [5 empty] | 0 | 0 | 0 | 0 | 0
| 49W/220V Led 1200mm x 60mm, Trunking type | Set | 9 |  |  |  | 0 | 0 | 0 | 0 | 0
| 49W/220V Emergency Led 1200mm x 60mm,Trunking type, Self battery lighting time>=2h | Set | 3 |  |  |  | 0 | 0 | 0 | 0 | 0
| 49W/220V Led 1200mm x 60mm, Pendant type | Set |  |  |  |  | 0 | 0 | 0 | 0 | 0
| 49W/220V Emergency Led 1200mm x 60mm, Self Battery, Pendant type | Set |  |  |  |  | 0 | 0 | 0 | 0 | 0
| Dual Socket Outlet, 16A/220V, Wall mounted | Set | 4 |  |  |  | 0 | 0 | 0 | 0 | 0
| Single pole lighting switch | Set |  |  |  |  | 0 | 0 | 0 | 0 | 0
| Three way single pole lighting switch | Set | 4 |  |  |  | 0 | 0 | 0 | 0 | 0
| 0,6/1kV, Cu / PVC wire 1Cx2.5Sqm | M | 300 |  |  |  | 0 | 0 | 0 | 0 | 0
| 0,6/1kV, Cu / PVC wire 1Cx2.5Sqm Yellow/Green | M | 150 |  |  |  | 0 | 0 | 0 | 0 | 0
| 0,6/1kV, Cu / PVC wire 1Cx4Sqm | M | 100 |  |  |  | 0 | 0 | 0 | 0 | 0
| 0,6/1kV, Cu / PVC wire 1Cx4Sqm Yellow/Green | M | 50 |  |  |  | 0 | 0 | 0 | 0 | 0
| Hot Dip Galv. Steel conduit, 20mm Diameter | m | 80 |  |  |  | 0 | 0 | 0 | 0 | 0
| FLEXIBLE CONDUIT, STEEL CORE W/ PVC JACKET, LIQUIDTIGHT, 3/4" | m |  |  |  |  | 0 | 0 | 0 | 0 | 0
| Trunking system, straight way with cover, steel, hot-dip galvanized, M75x50x1.6T MM | m | 70 |  |  |  | 0 | 0 | 0 | 0 | 0
| Hot Dip Galv. Trunking hanger | Pcs | 35 |  |  |  | 0 | 0 | 0 | 0 | 0
| Hot Dip Galv. Steel angle L50x50x5t | M |  |  |  |  | 0 | 0 | 0 | 0 | 0
| Junction box | Pcs |  |  |  |  | 0 | 0 | 0 | 0 | 0
| Hot Dip Galv. Square Box, 102x102x54D | Pcs | 8 |  |  |  | 0 | 0 | 0 | 0 | 0
6.1.10.6 | Fire alarm system ( for substation) | [5 empty] | 0 | 0 | 0 | 0 | 0
| Addressable call point button | PCS | 6 |  |  |  | 0 | 0 | 0 | 0 | 0
| Strobe horn | PCS | 1 |  |  |  | 0 | 0 | 0 | 0 | 0
| Strobe horn control module CM | PCS | 1 |  |  |  | 0 | 0 | 0 | 0 | 0
| AI address monitoring module | PCS | 2 |  |  |  | 0 | 0 | 0 | 0 | 0
| Power wire 2c-2.5mm2 | m | 59 |  |  |  | 0 | 0 | 0 | 0 | 0
| Signal wire 8P-0.75mm2 | m | 12 |  |  |  | 0 | 0 | 0 | 0 | 0
6.1.10.7 | SUPPORT FOR TRENCH | [5 empty] | 0 | 0 | 0 | 0 | 0
| Steel C-150x75x5t | M | 60 |  |  |  | 0 | 0 | 0 | 0 | 0
| Steel plate 200x200x6t | M | 15 |  |  |  | 0 | 0 | 0 | 0 | 0
| Anchor M10 | Pcs | 60 |  |  |  | 0 | 0 | 0 | 0 | 0
| Anchor bolt M10x80L | Pcs | 120 |  |  |  | 0 | 0 | 0 | 0 | 0
| Steel plate cover for trench thickness 6mm | M2 | 7 |  |  |  | 0 | 0 | 0 | 0 | 0
6.1.10.8 | Accessory material | P'KG | 1 |  |  |  | 0 | 0 | 0 | 0 | 0
6.2 | Central Office Building (COB-460) | [5 empty] | 0 | #VALUE! | 0 | 0 | #VALUE!
6.2.1 | Power cable (inside builidng) | P'KG | 1 |  |  |  | 0 | 0 | 0 | 0 | 0
| 0.6/1kV_CU/XLPE/PVC-4C x 70 SQMM | M | 32 |  |  |  | 0 | 0 | 0 | 0 | 0
| 0.6/1kV_CU/XLPE/PVC-4C x 50 SQMM | M | 110 |  |  |  | 0 | 0 | 0 | 0 | 0
| 0.6/1kV_CU/XLPE/PVC-4C x 35 SQMM | M | 60 |  |  |  | 0 | 0 | 0 | 0 | 0
| 0.6/1kV_CU/XLPE/PVC-4C x 25 SQMM | M | 40 |  |  |  | 0 | 0 | 0 | 0 | 0
| 0.6/1kV_CU/XLPE/PVC-4C x 16 SQMM | M | 180 |  |  |  | 0 | 0 | 0 | 0 | 0
| 0.6/1kV_CU/XLPE/PVC-4C x 10 SQMM | M | 480 |  |  |  | 0 | 0 | 0 | 0 | 0
| 0.6/1kV_CU/XLPE/PVC-4C x 6 SQMM | M | 15 |  |  |  | 0 | 0 | 0 | 0 | 0
| 0.6/1kV_CU/XLPE/PVC-4C x 4 SQMM | M | 105 |  |  |  | 0 | 0 | 0 | 0 | 0
| 0.6/1kV_CU/XLPE/PVC-2C x 2.5 SQMM | M | 90 |  |  |  | 0 | 0 | 0 | 0 | 0
| 0.6/1kV_CU/XLPE/PVC-2C x 10 SQMM | M | 100 |  |  |  | 0 | 0 | 0 | 0 | 0
| 0.6/1kV_CU/XLPE/PVC-2C x 4 SQMM | M | 3300 |  |  |  | 0 | 0 | 0 | 0 | 0
| 0.6/1kV_CU/XLPE/PVC-12Cx2.5 SQMM | M | 10 |  |  |  | 0 | 0 | 0 | 0 | 0
6.2.2 | Power equipment (for HVAC and power distribution) | P'KG | 1 |  |  |  | 0 | 0 | 0 | 0 | 0
6.2.2.1 | MCC HVAC PANEL 3PH-4W-400V for Distribution drawers (Full Type Test IEC61439) | Set | 1 |  |  |  | 0 | 0 | 0 | 0 | 0
| Busbar Cu 1250A | Set | 1 |  |  |  | 0 | 0 | 0 | 0 | 0
| ACB, Class Drawout, 4P, 1250A, 400V, 50Hz, 31.5 KA/s, MIC5.0P | Pcs | 1 |  |  |  | 0 | 0 | 0 | 0 | 0
| Switch Fuse 4P 400V 32A | Pcs | 2 |  |  |  | 0 | 0 | 0 | 0 | 0
| Switch Fuse 4P 400V 100A | Pcs | 2 |  |  |  | 0 | 0 | 0 | 0 | 0
| Switch Fuse 4P 400V 80A | Pcs | 1 |  |  |  | 0 | 0 | 0 | 0 | 0
| Switch Fuse 4P 400V 50A | Pcs | 3 |  |  |  | 0 | 0 | 0 | 0 | 0
| Switch Fuse 4P 400V 125A | Pcs | 3 |  |  |  | 0 | 0 | 0 | 0 | 0
| Switch Fuse 4P 400V 25A | Pcs | 1 |  |  |  | 0 | 0 | 0 | 0 | 0
| Switch Fuse 4P 400V 63A | Pcs | 1 |  |  |  | 0 | 0 | 0 | 0 | 0
| Switch Fuse 4P 400V 16A | Pcs | 3 |  |  |  | 0 | 0 | 0 | 0 | 0
| Switch Fuse 4P 400V 160A | Pcs | 1 |  |  |  | 0 | 0 | 0 | 0 | 0
| Switch Fuse 4P 400V 4A | Pcs |  |  |  |  | 0 | 0 | 0 | 0 | 0
| Switch Fuse 4P 400V 2A | Pcs | 2 |  |  |  | 0 | 0 | 0 | 0 | 0
| Switch Fuse 2P 400V 16A | Pcs | 5 |  |  |  | 0 | 0 | 0 | 0 | 0
| Switch Fuse 2P 230V 4A | Pcs | 4 |  |  |  | 0 | 0 | 0 | 0 | 0
| Contactor MC 4P, 32A | Pcs | 2 |  |  |  | 0 | 0 | 0 | 0 | 0
| Contactor MC 4P, 100A | Pcs | 2 |  |  |  | 0 | 0 | 0 | 0 | 0
| Contactor MC 4P, 80A | Pcs | 1 |  |  |  | 0 | 0 | 0 | 0 | 0
| Contactor MC 4P, 50A | Pcs | 3 |  |  |  | 0 | 0 | 0 | 0 | 0
| Contactor MC 4P, 125A | Pcs | 3 |  |  |  | 0 | 0 | 0 | 0 | 0
| Contactor MC 4P, 25A | Pcs | 1 |  |  |  | 0 | 0 | 0 | 0 | 0
| Contactor MC 4P, 63A | Pcs | 1 |  |  |  | 0 | 0 | 0 | 0 | 0
| Contactor MC 4P, 16A | Pcs | 3 |  |  |  | 0 | 0 | 0 | 0 | 0
| Contactor MC 4P, 160A | Pcs | 1 |  |  |  | 0 | 0 | 0 | 0 | 0
| Contactor MC 4P, 4A | Pcs |  |  |  |  | 0 | 0 | 0 | 0 | 0
| Contactor MC 4P 400V 2A | Pcs | 2 |  |  |  | 0 | 0 | 0 | 0 | 0
| Contactor MC 2P 400V 16A | Pcs | 5 |  |  |  | 0 | 0 | 0 | 0 | 0
| Contactor MC 2P 230V 4A | Pcs | 4 |  |  |  | 0 | 0 | 0 | 0 | 0
| Current Transformer 100/1A, class 0.5 | Pcs | 1 |  |  |  | 0 | 0 | 0 | 0 | 0
| Current Transformer 125/1A, class 0.5 | Pcs | 3 |  |  |  | 0 | 0 | 0 | 0 | 0
| Current Transformer 200/1A, class 0.6 | Pcs | 1 |  |  |  | 0 | 0 | 0 | 0 | 0
| Two winding voltage transformer 230/110V 150VA | Pcs | 21 |  |  |  | 0 | 0 | 0 | 0 | 0
| Zero Current Transformer 50/1A | Pcs | 16 |  |  |  | 0 | 0 | 0 | 0 | 0
| Zero Current Transformer 100/1A | Pcs | 1 |  |  |  | 0 | 0 | 0 | 0 | 0
| Zero Current Transformer 125/1A | Pcs | 3 |  |  |  | 0 | 0 | 0 | 0 | 0
| Zero Current Transformer 200/1A | Pcs | 1 |  |  |  | 0 | 0 | 0 | 0 | 0
| Digital Protective Relays (37,51, 51 G) | Set | 21 |  |  |  | 0 | 0 | 0 | 0 | 0
| Signal Phase Light | Pcs | 84 |  |  |  | 0 | 0 | 0 | 0 | 0
| Push Button | Pcs | 84 |  |  |  | 0 | 0 | 0 | 0 | 0
| Enclosure cabinet, Steel enclosures 2 mm thick zinc-coated sheet steel, IP42, size 2200x700x1000mm (HxWxD) | Set | 4 |  |  |  | 0 | 0 | 0 | 0 | 0
| Accessories (fuse, lamp, Push button..etc) | Set | 1 |  |  |  | 0 | 0 | 0 | 0 | 0
6.2.3 | Lighting & Small power DB (indoor and decoration) | P'KG | 1 |  |  |  | 0 | #VALUE! | 0 | 0 | #VALUE!
6.2.3.1 | DB Panel 3PH-4W-400V For Ground Floor COB (460-DB-601) | Set | 1 |  |  |  | 0 | 0 | 0 | 0 | 0
| Isolater 4P 400V 250A | Set | 1 |  |  |  | 0 | 0 | 0 | 0 | 0
| MCCB 4P 40A, 400V, 50Hz, 25 KA/s | Pcs | 2 |  |  |  | 0 | 0 | 0 | 0 | 0
| MCCB 4P 50A, 400V, 50Hz, 25 KA/s | Pcs | 2 |  |  |  | 0 | 0 | 0 | 0 | 0
| MCCB 4P 63A, 400V, 50Hz, 25 KA/s | Pc | 1 |  |  |  | 0 | 0 | 0 | 0 | 0
| MCB 2P 63A, 400V, 50Hz, 25 KA/s | Pc | 1 |  |  |  | 0 | 0 | 0 | 0 | 0
| Two winding voltage transformer 230/110V | Set | 1 |  |  |  | 0 | 0 | 0 | 0 | 0
| Current Transformer 250/1A, class 0.5 | Set | 1 |  |  |  | 0 | 0 | 0 | 0 | 0
| Busbar Cu 400A | Set | 1 |  |  |  | 0 | 0 | 0 | 0 | 0
| Multi power meter (Measurement I, U, F, P, Q, S, PF, THD, Accuracy 0.5%) | Set | 1 |  |  |  | 0 | 0 | 0 | 0 | 0
| Signal Phase Light A,B,C | Pcs | 3 |  |  |  | 0 | 0 | 0 | 0 | 0
| Push Button | Pcs | 4 |  |  |  | 0 | 0 | 0 | 0 | 0
| Enclosure cabinet, Steel enclosures 2 mm thick zinc-coated sheet steel, IP42, size 1000x1000x400mm (HxWxD) | Set | 1 |  |  |  | 0 | 0 | 0 | 0 | 0
6.2.3.2 | DB Panel 3PH-4W-400V For 1st Floor COB (460-DB-602) | Set | 1 |  |  |  | 0 | 0 | 0 | 0 | 0
| Isolater 4P 400V 250A | Set | 1 |  |  |  | 0 | 0 | 0 | 0 | 0
| MCCB 4P 40A, 400V, 50Hz, 25 KA/s | Pcs | 3 |  |  |  | 0 | 0 | 0 | 0 | 0
| MCCB 4P 50A, 400V, 50Hz, 25 KA/s | Pcs | 1 |  |  |  | 0 | 0 | 0 | 0 | 0
| MCCB 4P 63A, 400V, 50Hz, 25 KA/s | Pcs | 1 |  |  |  | 0 | 0 | 0 | 0 | 0
| MCCB 4P 80A, 400V, 50Hz, 25 KA/s | Pcs | 1 |  |  |  | 0 | 0 | 0 | 0 | 0
| Two winding voltage transformer 230/100V | Set | 1 |  |  |  | 0 | 0 | 0 | 0 | 0
| Current Transformer 250/1A, class 0.5 | Set | 1 |  |  |  | 0 | 0 | 0 | 0 | 0
| Busbar Cu 400A | Set | 1 |  |  |  | 0 | 0 | 0 | 0 | 0
| Multi power meter (Measurement I, U, F, P, Q, S, PF, THD, Accuracy 0.5%) | Set | 1 |  |  |  | 0 | 0 | 0 | 0 | 0
| Signal Phase Light A,B,C | Pcs | 3 |  |  |  | 0 | 0 | 0 | 0 | 0
| Push Button | Pcs | 4 |  |  |  | 0 | 0 | 0 | 0 | 0
| Enclosure cabinet, Steel enclosures 2 mm thick zinc-coated sheet steel, IP42, size 1000x1000x400mm (HxWxD) | Set | 1
6.2.3.3 | DB Panel 3PH-4W-400V For 2st Floor COB (460-DB-603) | Set | 1 |  |  |  | 0 | 0 | 0 | 0 | 0
| Isolater 4P 400V 250A | Set | 1 |  |  |  | 0 | 0 | 0 | 0 | 0
| MCCB 4P 40A, 400V, 50Hz, 25 KA/s | Pcs | 4 |  |  |  | 0 | 0 | 0 | 0 | 0
| MCCB 4P 50A, 400V, 50Hz, 25 KA/s | Pcs | 2 |  |  |  | 0 | 0 | 0 | 0 | 0
| MCCB 4P 32A, 400V, 50Hz, 25 KA/s | Pcs |  |  |  |  | 0 | 0 | 0 | 0 | 0
| Two winding voltage transformer 230/100V | Set | 1 |  |  |  | 0 | 0 | 0 | 0 | 0
| Current Transformer 250/1A, class 0.5 | Set | 1 |  |  |  | 0 | 0 | 0 | 0 | 0
| Busbar Cu 400A | Set | 1 |  |  |  | 0 | 0 | 0 | 0 | 0
| Multi power meter (Measurement I, U, F, P, Q, S, PF, THD, Accuracy 0.5%) | Set | 1 |  |  |  | 0 | 0 | 0 | 0 | 0
| Signal Phase Light A,B,C | Pcs | 3 |  |  |  | 0 | 0 | 0 | 0 | 0
| Push Button | Pcs | 4 |  |  |  | 0 | 0 | 0 | 0 | 0
| Enclosure cabinet, Steel enclosures 2 mm thick zinc-coated sheet steel, IP42, size 1000x1000x400mm (HxWxD) | Set | 1 |  |  |  | 0 | 0 | 0 | 0 | 0
6.2.3.4 | DB Panel 3PH-4W-400V For Roof Floor COB (460-DB-604) | Set | 1 |  |  |  | 0 | 0 | 0 | 0 | 0
| Isolater 4P 400V 40A | Set |  |  |  |  | 0 | 0 | 0 | 0 | 0
| Isolater 4P 400V 50A | Set | 1 |  |  |  | 0 | 0 | 0 | 0 | 0
| MCB 2P 20A, 230V, 50Hz, 10 KA/s | Pcs | 11 |  |  |  | 0 | 0 | 0 | 0 | 0
| MCB+RCD 2P 20A, 30mA, 10 KA/s | Pcs | 5 |  |  |  | 0 | 0 | 0 | 0 | 0
| Current Transformer 50/1A, class 0.5 | Set | 1 |  |  |  | 0 | 0 | 0 | 0 | 0
| Busbar Cu 400A | Set | 1 |  |  |  | 0 | 0 | 0 | 0 | 0
| Multi power meter (Measurement I, U, F, P, Q, S, PF, THD, Accuracy 0.5%) | Set | 1 |  |  |  | 0 | 0 | 0 | 0 | 0
| Signal Phase Light A,B,C | Pcs | 3 |  |  |  | 0 | 0 | 0 | 0 | 0
| Push Button | Pcs | 4 |  |  |  | 0 | 0 | 0 | 0 | 0
| Enclosure cabinet, Steel enclosures 2 mm thick zinc-coated sheet steel, IP42, size 600x1000x300mm (HxWxD) | Set | 1 |  |  |  | 0 | 0 | 0 | 0 | 0
6.2.3.5 | DB Panel 3PH-4W-400V (For Telecom) (460-PDP-601) | Set | 1 |  |  |  | 0 | 0 | 0 | 0 | 0
| Isolater 4P 400V 50A | Set | 1 |  |  |  | 0 | 0 | 0 | 0 | 0
| MCB 2P 16A, 230V, 50Hz, 10 KA/s | Pcs | 1 |  |  |  | 0 | 0 | 0 | 0 | 0
| MCB 2P 25A, 230V, 50Hz, 10 KA/s | Pcs | 9 |  |  |  | 0 | 0 | 0 | 0 | 0
| Two winding voltage transformer 230/110V | Set | 1 |  |  |  | 0 | 0 | 0 | 0 | 0
| Current Transformer 50/1A, class 0.5 | Set | 1 |  |  |  | 0 | 0 | 0 | 0 | 0
| Busbar Cu 400A | Set | 1 |  |  |  | 0 | 0 | 0 | 0 | 0
| Multi power meter (Measurement I, U, F, P, Q, S, PF, THD, Accuracy 0.5%) | Set | 1 |  |  |  | 0 | 0 | 0 | 0 | 0
| Signal Phase Light A,B,C | Pcs | 3 |  |  |  | 0 | 0 | 0 | 0 | 0
| Push Button | Pcs | 4 |  |  |  | 0 | 0 | 0 | 0 | 0
| Enclosure cabinet, Steel enclosures 2 mm thick zinc-coated sheet steel, IP42, size 600x1000x300mm (HxWxD) | Set | 1 |  |  |  | 0 | 0 | 0 | 0 | 0
6.2.3.6 | DB Panel 3PH-4W-400V For Elevator COB (460-DB-618) | Set | 1 |  |  |  | 0 | 0 | 0 | 0 | 0
| Isolater 4P 400V 125A | Set | 1 |  |  |  | 0 | 0 | 0 | 0 | 0
| MCCB 4P 63A, 400V, 50Hz, 25 KA/s | Pcs | 4 |  |  |  | 0 | 0 | 0 | 0 | 0
| Two winding voltage transformer 230/110V | Set | 1 |  |  |  | 0 | 0 | 0 | 0 | 0
| Current Transformer 125/1A, class 0.5 | Set | 1 |  |  |  | 0 | 0 | 0 | 0 | 0
| Busbar Cu 400A | Set | 1 |  |  |  | 0 | 0 | 0 | 0 | 0
| Multi power meter (Measurement I, U, F, P, Q, S, PF, THD, Accuracy 0.5%) | Set | 1 |  |  |  | 0 | 0 | 0 | 0 | 0
| Signal Phase Light A,B,C | Pcs | 3 |  |  |  | 0 | 0 | 0 | 0 | 0
| Push Button | Pcs | 4 |  |  |  | 0 | 0 | 0 | 0 | 0
| Enclosure cabinet, Steel enclosures 2 mm thick zinc-coated sheet steel, IP42, size 600x1000x300mm (HxWxD) | Set | 1 |  |  |  | 0 | 0 | 0 | 0 | 0
6.2.3.7 | DB Panel 3PH-4W-400V For Lighting & Small Power (460-DB-611) | Set | 1 |  |  |  | 0 | 0 | 0 | 0 | 0
| Isolater 4P 400V 50A | Set | 1 |  |  |  | 0 | 0 | 0 | 0 | 0
| MCB 2P 20A, 400V, 50Hz, 10 KA/s | Pcs | 31 |  |  |  | 0 | 0 | 0 | 0 | 0
| Signal Phase Light A,B,C | Pcs | 3 |  |  |  | 0 | 0 | 0 | 0 | 0
| Push Button | Pcs | 4 |  |  |  | 0 | 0 | 0 | 0 | 0
| Enclosure cabinet, Steel enclosures 2 mm thick zinc-coated sheet steel, IP42, size 600x1000x300mm (HxWxD) | Set | 1 |  |  |  | 0 | 0 | 0 | 0 | 0
6.2.3.8 | DB Panel 3PH-4W-400V For Lighting & Small Power (460-DB-612) | Set | 1 |  |  |  | 0 | 0 | 0 | 0 | 0
| Isolater 4P 400V 40A | Set | 1 |  |  |  | 0 | 0 | 0 | 0 | 0
| MCB 2P 20A, 400V, 50Hz, 10 KA/s | Pcs | 25 |  |  |  | 0 | 0 | 0 | 0 | 0
| Signal Phase Light A,B,C | Pcs | 3 |  |  |  | 0 | 0 | 0 | 0 | 0
| Push Button | Pcs | 4 |  |  |  | 0 | 0 | 0 | 0 | 0
| Enclosure cabinet, Steel enclosures 2 mm thick zinc-coated sheet steel, IP42, size 600x1000x300mm (HxWxD) | Set | 1 |  |  |  | 0 | 0 | 0 | 0 | 0
6.2.3.9 | DB Panel 3PH-4W-400V For Lighting & Small Power (460-DB-613) | Set | 1 |  |  |  | 0 | 0 | 0 | 0 | 0
| Isolater 4P 400V 40A | Set |  |  |  |  | 0 | 0 | 0 | 0 | 0
| Isolater 4P 400V 50A | Set | 1 |  |  |  | 0 | 0 | 0 | 0 | 0
| MCB 2P 20A, 400V, 50Hz, 10 KA/s | Pcs | 26 |  |  |  | 0 | 0 | 0 | 0 | 0
| Signal Phase Light A,B,C | Pcs | 3 |  |  |  | 0 | 0 | 0 | 0 | 0
| Push Button | Pcs | 4 |  |  |  | 0 | 0 | 0 | 0 | 0
| Enclosure cabinet, Steel enclosures 2 mm thick zinc-coated sheet steel, IP42, size 600x1000x300mm | Set | 1 |  |  |  | 0 | 0 | 0 | 0 | 0
6.2.3.10 | DB Panel 3PH-4W-400V For Lighting & Small Power (460-DB-614) | Set | 1 |  |  |  | 0 | 0 | 0 | 0 | 0
| Isolater 4P 400V 40A | Set | 1 |  |  |  | 0 | 0 | 0 | 0 | 0
| MCB 2P 20A, 400V, 50Hz, 10 KA/s | Pcs | 22 |  |  |  | 0 | 0 | 0 | 0 | 0
| Signal Phase Light A,B,C | Pcs | 3 |  |  |  | 0 | 0 | 0 | 0 | 0
| Push Button | Pcs | 4 |  |  |  | 0 | 0 | 0 | 0 | 0
| Enclosure cabinet, Steel enclosures 2 mm thick zinc-coated sheet steel, IP42, size 600x1000x300mm (HxWxD) | Set | 1 |  |  |  | 0 | 0 | 0 | 0 | 0
6.2.3.11 | DB Panel 3PH-4W-400V For Lighting & Small Power (460-DB-615) | Set | 1 |  |  |  | 0 | 0 | 0 | 0 | 0
| Isolater 4P 400V 32A | Set |  |  |  |  | 0 | 0 | 0 | 0 | 0
| Isolater 4P 400V 40A | Set | 1 |  |  |  | 0 | 0 | 0 | 0 | 0
| MCB 2P 20A, 400V, 50Hz, 10 KA/s | Pcs | 20 |  |  |  | 0 | 0 | 0 | 0 | 0
| Signal Phase Light A,B,C | Pcs | 3 |  |  |  | 0 | 0 | 0 | 0 | 0
| Push Button | Pcs | 4 |  |  |  | 0 | 0 | 0 | 0 | 0
| Enclosure cabinet, Steel enclosures 2 mm thick zinc-coated sheet steel, IP42, size 600x1000x300mm (HxWxD) | Set | 1
6.2.3.12 | DB Panel 3PH-4W-400V For Lighting & Small Power (460-DB-616) | Set | 1 |  |  |  | 0 | 0 | 0 | 0 | 0
| Isolater 4P 400V 40A | Set | 1 |  |  |  | 0 | 0 | 0 | 0 | 0
| MCB 2P 20A, 400V, 50Hz, 10 KA/s | Pcs | 18 |  |  |  | 0 | 0 | 0 | 0 | 0
| Signal Phase Light A,B,C | Pcs | 3 |  |  |  | 0 | 0 | 0 | 0 | 0
| Push Button | Pcs | 4 |  |  |  | 0 | 0 | 0 | 0 | 0
| Enclosure cabinet, Steel enclosures 2 mm thick zinc-coated sheet steel, IP42, size 600x1000x300mm | Set | 1 |  |  |  | 0 | 0 | 0 | 0 | 0
6.2.3.13 | DB Panel 3PH-4W-400V For Lighting & Small Power (460-DB-617) | Set | 1 |  |  |  | 0 | 0 | 0 | 0 | 0
| Isolater 4P 400V 50A | Set | 1 |  |  |  | 0 | 0 | 0 | 0 | 0
| MCB 2P 20A, 400V, 50Hz, 10 KA/s | Pcs | 16 |  |  |  | 0 | 0 | 0 | 0 | 0
| MCB+RCD 2P 20A, 30mA, 10 KA/s | Pcs | 3 |  |  |  | 0 | 0 | 0 | 0 | 0
| Signal Phase Light A,B,C | Pcs | 3 |  |  |  | 0 | 0 | 0 | 0 | 0
| Push Button | Pcs | 4 |  |  |  | 0 | 0 | 0 | 0 | 0
| Enclosure cabinet, Steel enclosures 2 mm thick zinc-coated sheet steel, IP42, size 600x1000x300mm (HxWxD) | Set | 1 |  |  |  | 0 | 0 | 0 | 0 | 0
6.2.3.14 | DB Panel 3PH-4W-400V For Socket (460-DB-621) | Set | 1 |  |  |  | 0 | 0 | 0 | 0 | 0
| Isolater 4P 400V 63A | Set | 1 |  |  |  | 0 | 0 | 0 | 0 | 0
| MCB+RCD 2P 20A, 30mA, 10 KA/s | Pcs | 21 |  |  |  | 0 | 0 | 0 | 0 | 0
| Signal Phase Light A,B,C | Pcs | 3 |  |  |  | 0 | 0 | 0 | 0 | 0
| Push Button | Pcs | 4 |  |  |  | 0 | 0 | 0 | 0 | 0
| Enclosure cabinet, Steel enclosures 2 mm thick zinc-coated sheet steel, IP42, size 600x1000x300mm (HxWxD) | Set | 1 |  |  |  | 0 | 0 | 0 | 0 | 0
6.2.3.15 | DB Panel 3PH-4W-400V For Socket (460-DB-622) | Set | 1 |  |  |  | 0 | 0 | 0 | 0 | 0
| Isolater 4P 400V 50A | Set | 1 |  |  |  | 0 | 0 | 0 | 0 | 0
| MCB+RCD 2P 20A, 30mA, 10 KA/s | Pcs | 18 |  |  |  | 0 | 0 | 0 | 0 | 0
| Signal Phase Light A,B,C | Pcs | 3 |  |  |  | 0 | 0 | 0 | 0 | 0
| Push Button | Pcs | 4 |  |  |  | 0 | 0 | 0 | 0 | 0
| Enclosure cabinet, Steel enclosures 2 mm thick zinc-coated sheet steel, IP42, size 600x1000x300mm (HxWxD) | Set | 1 |  |  |  | 0 | 0 | 0 | 0 | 0
6.2.3.16 | DB Panel 3PH-4W-400V For Socket (460-DB-623) | Set | 1 |  |  |  | 0 | 0 | 0 | 0 | 0
| Isolater 4P 400V 63A | Set | 1 |  |  |  | 0 | 0 | 0 | 0 | 0
| MCB+RCD 2P 20A, 30mA, 10 KA/s | Pcs | 24 |  |  |  | 0 | 0 | 0 | 0 | 0
| Signal Phase Light A,B,C | Pcs | 3 |  |  |  | 0 | 0 | 0 | 0 | 0
| Push Button | Pcs | 4 |  |  |  | 0 | 0 | 0 | 0 | 0
| Enclosure cabinet, Steel enclosures 2 mm thick zinc-coated sheet steel, IP42, size 600x1000x300mm (HxWxD) | Set | 1 |  |  |  | 0 | 0 | 0 | 0 | 0
6.2.3.17 | DB Panel 3PH-4W-400V For Socket (460-DB-624) | Set | 1 |  |  |  | 0 | 0 | 0 | 0 | 0
| Isolater 4P 400V 80A | Set | 1 |  |  |  | 0 | 0 | 0 | 0 | 0
| MCB+RCD 2P 20A, 30mA, 10 KA/s | Pcs | 25 |  |  |  | 0 | 0 | 0 | 0 | 0
| Signal Phase Light A,B,C | Pcs | 3 |  |  |  | 0 | 0 | 0 | 0 | 0
| Push Button | Pcs | 4 |  |  |  | 0 | 0 | 0 | 0 | 0
| Enclosure cabinet, Steel enclosures 2 mm thick zinc-coated sheet steel, IP42, size 600x1000x300mm (HxWxD) | Set | 1 |  |  |  | 0 | 0 | 0 | 0 | 0
6.2.3.18 | DB Panel 3PH-4W-400V For Socket (460-DB-625) | Set | 1 |  |  |  | 0 | 0 | 0 | 0 | 0
| Isolater 4P 400V 32A | Set | 1 |  |  |  | 0 | 0 | 0 | 0 | 0
| MCB+RCD 2P 20A, 30mA, 10 KA/s | Pcs | 12 |  |  |  | 0 | 0 | 0 | 0 | 0
| Signal Phase Light A,B,C | Pcs | 3 |  |  |  | 0 | 0 | 0 | 0 | 0
| Push Button | Pcs | 4 |  |  |  | 0 | 0 | 0 | 0 | 0
| Enclosure cabinet, Steel enclosures 2 mm thick zinc-coated sheet steel, IP42, size 600x1000x300mm (HxWxD) | Set | 1 |  |  |  | 0 | 0 | 0 | 0 | 0
6.2.3.19 | DB Panel 3PH-4W-400V For Socket (460-DB-626) | Set | 1 |  |  |  | 0 | 0 | 0 | 0 | 0
| Isolater 4P 400V 40A | Set | 1 |  |  |  | 0 | 0 | 0 | 0 | 0
| MCB+RCD 2P 20A, 30mA, 10 KA/s | Pcs | 15 |  |  |  | 0 | 0 | 0 | 0 | 0
| Signal Phase Light A,B,C | Pcs | 3 |  |  |  | 0 | 0 | 0 | 0 | 0
| Push Button | Pcs | 4 |  |  |  | 0 | 0 | 0 | 0 | 0
| Enclosure cabinet, Steel enclosures 2 mm thick zinc-coated sheet steel, IP42, size 600x1000x300mm (HxWxD) | Set | 1 |  |  |  | 0 | 0 | 0 | 0 | 0
6.2.3.20 | Isolater Box For HVAC | Set | 1 |  |  |  | 0 | 0 | 0 | 0 | 0
| Isolater 4P 400V 32A | Pcs | 2 |  |  |  | 0 | 0 | 0 | 0 | 0
| Isolater 4P 400V 100A | Pcs | 2 |  |  |  | 0 | 0 | 0 | 0 | 0
| Isolater 4P 400V 80A | Pcs | 1 |  |  |  | 0 | 0 | 0 | 0 | 0
| Isolater 4P 400V 50A | Pcs | 3 |  |  |  | 0 | 0 | 0 | 0 | 0
| Isolater 4P 400V 125A | Pcs | 3 |  |  |  | 0 | 0 | 0 | 0 | 0
| Isolater 4P 400V 25A | Pcs | 1 |  |  |  | 0 | 0 | 0 | 0 | 0
| Isolater 4P 400V 63A | Pcs | 1 |  |  |  | 0 | 0 | 0 | 0 | 0
| Isolater 4P 400V 16A | Pcs | 3 |  |  |  | 0 | 0 | 0 | 0 | 0
| Isolater 4P 400V 160A | Pcs | 1 |  |  |  | 0 | 0 | 0 | 0 | 0
| Isolater 4P 400V 4A | Pcs |  |  |  |  | 0 | 0 | 0 | 0 | 0
| Isolater 4P 400V 40A | Pcs |  |  |  |  | 0 | 0 | 0 | 0 | 0
| Isolater 4P 400V 2A | Pcs | 2 |  |  |  | 0 | 0 | 0 | 0 | 0
| Isolater 2P 400V 16A | Pcs | 7 | Bổ sung ngày 17/10/2024 |  |  | 0 | #VALUE! | 0 | 0 | #VALUE!
| Isolater 2P 400V 4A | Pcs | 4 |  |  |  | 0 | 0 | 0 | 0 | 0
| Box steel plate 350x200x6t | Pcs | 23 |  |  |  | 0 | 0 | 0 | 0 | 0
| C-channel 100x50x5t | m | 30 |  |  |  | 0 | 0 | 0 | 0 | 0
| Accessory material (anchor, bolt hole…) | lot | 1 |  |  |  | 0 | 0 | 0 | 0 | 0
| Accessory material (anchor, bolt hole…) | lot | 1 |  |  |  | 0 | 0 | 0 | 0 | 0
6.2.4 | Power Cable Tray | P'KG | 1 |  |  |  | 0 | 0 | 0 | 0 | 0
| Cable ladder 600x100mm, 2mm thick,sheet metal, powder coated | M | 52 |  |  |  | 0 | 0 | 0 | 0 | 0
| Cable ladder 400x100mm, 2mm thick,sheet metal, powder coated | M | 80 |  |  |  | 0 | 0 | 0 | 0 | 0
| Cable ladder 300x100mm, 2mm thick,sheet metal, powder coated | M | 15 |  |  |  | 0 | 0 | 0 | 0 | 0
| Perforated Tray 200x100mm, 2mm thick,sheet metal, powder coated | M | 472 |  |  |  | 0 | 0 | 0 | 0 | 0
| Cable ladder 400x100mm, 2mm thick,sheet inox 304, powder coated | M | 50 |  |  |  | 0 | 0 | 0 | 0 | 0
| Cable ladder 200x100mm, 2mm thick,sheet inox 304, powder coated | M | 45 |  |  |  | 0 | 0 | 0 | 0 | 0
| T Tray 600x600x600mm | Pcs | 2 |  |  |  | 0 | 0 | 0 | 0 | 0
| T Tray 300x300x300mm | Pcs | 2 |  |  |  | 0 | 0 | 0 | 0 | 0
| L Tray 300x300mm | Pcs | 1 |  |  |  | 0 | 0 | 0 | 0 | 0
| T Perforated Tray 200x200x200mm | Pcs | 8 |  |  |  | 0 | 0 | 0 | 0 | 0
| L Perforated Tray 200x200mm | Pcs | 17 |  |  |  | 0 | 0 | 0 | 0 | 0
| Perforated Tray 4 way 200x200x200x200mm (+ Tray) | Pcs | 1 |  |  |  | 0 | 0 | 0 | 0 | 0
| Cover Tray sheet inox 400mm | M | 70 |  |  |  | 0 | 0 | 0 | 0 | 0
| Cover Tray sheet inox 200mm | M | 50 |  |  |  | 0 | 0 | 0 | 0 | 0
| Accessory material | Set | 1
6.2.5 | Conduit | P'KG | 1 |  |  |  | 0 | 0 | 0 | 0 | 0
| METALLIC CONDUIT,RIGID STEEL,HOT DIPPED GALVANIZED, WITH ONE COUPLING PER PIECE,NPT THREAD, 3/4" | m | 998 |  |  |  | 0 | 0 | 0 | 0 | 0
| METALLIC CONDUIT,RIGID STEEL,HOT DIPPED GALVANIZED, WITH ONE COUPLING PER PIECE,NPT THREAD, 1" | m | 50 |  |  |  | 0 | 0 | 0 | 0 | 0
| METALLIC CONDUIT,RIGID STEEL,HOT DIPPED GALVANIZED, WITH ONE COUPLING PER PIECE,NPT THREAD, 2" | m | 60 |  |  |  | 0 | 0 | 0 | 0 | 0
| METALLIC CONDUIT,RIGID STEEL,HOT DIPPED GALVANIZED, WITH ONE COUPLING PER PIECE,NPT THREAD, 2-1/2" | m | 50 |  |  |  | 0 | 0 | 0 | 0 | 0
6.2.6 | Lighting, Socket & Switch | P'KG | 1 |  |  |  | 0 | 0 | 0 | 0 | 0
6.2.6.1 | Lighting (indoor and decoration) | [5 empty] | 0 | 0 | 0 | 0 | 0
| 40W/220V Led Panel, 600mm x 600mm, T-bar type | Set | 434 |  |  |  | 0 | 0 | 0 | 0 | 0
| 40W/220V Emergency LED panel, 600mm x 600mm, T-bar type (lighting time >= 2 hours) | Set | 41 |  |  |  | 0 | 0 | 0 | 0 | 0
| 18W/220V Downlight ceiling mounted | Set | 369 |  |  |  | 0 | 0 | 0 | 0 | 0
| 12W/220V Downlight ceiling mounted | Set | 876 |  |  |  | 0 | 0 | 0 | 0 | 0
| 12W/220V Emergency led downlight ceiling mounted (lighting time >= 2 hours) | Set | 77 |  |  |  | 0 | 0 | 0 | 0 | 0
| 12W/220V Downlight, wheather proof (For canopy) | Set | 27 |  |  |  | 0 | 0 | 0 | 0 | 0
| 12W/220V Downlight surface mounted | Set | 44 |  |  |  | 0 | 0 | 0 | 0 | 0
| 49W/220V LED Tube, Celing or pendant | Set | 30 |  |  |  | 0 | 0 | 0 | 0 | 0
| 49W/220V Emer LED tube, Celing or pendant (lighting time >= 2 hours) | Set | 14 |  |  |  | 0 | 0 | 0 | 0 | 0
| 49W/220V Emer LED tube, wall mounted (lighting time >= 2 hours) | Set | 28 |  |  |  | 0 | 0 | 0 | 0 | 0
| 49W/220V Emer LED wall mounted, wheather proof (lighting time >= 2 hours) | Set | 6 |  |  |  | 0 | 0 | 0 | 0 | 0
| 2x9W/220V LED Downlight COB | Set | 23 |  |  |  | 0 | 0 | 0 | 0 | 0
| 2x12W/220V LED spotlight downlight | Set | 56 |  |  |  | 0 | 0 | 0 | 0 | 0
| Single pole lighting switch | Set | 154 |  |  |  | 0 | 0 | 0 | 0 | 0
| Three way single pole switch | Set | 123 |  |  |  | 0 | 0 | 0 | 0 | 0
| Four way Single pole switch | Set | 6 |  |  |  | 0 | 0 | 0 | 0 | 0
| Single dimmer control | Set | 7 |  |  |  | 0 | 0 | 0 | 0 | 0
| Three way dimmer control | Set | 4 |  |  |  | 0 | 0 | 0 | 0 | 0
| Escape LTG fixture, suspended celing | Set |  |  |  |  | 0 | 0 | 0 | 0 | 0
| Escape LTG fixture, wall mounted | Set |  |  |  |  | 0 | 0 | 0 | 0 | 0
| Single-sided exit light not indicating direction (lighting time >= 2 hours) | pcs | 51 |  |  |  | 0 | 0 | 0 | 0 | 0
| One-sided exit light indicating one direction (lighting time >=2 hours) | pcs | 15 |  |  |  | 0 | 0 | 0 | 0 | 0
| Double-sided exit light indicating in 1 direction (lighting time >= 2 hours) | pcs | 21 |  |  |  | 0 | 0 | 0 | 0 | 0
| Double-sided exit light indicating 2 directions (lighting time >=2 hours) | pcs | 1 |  |  |  | 0 | 0 | 0 | 0 | 0
| Wall-mounted emergency led lighting (lighting time >=2 hours) | pcs | 34 |  |  |  | 0 | 0 | 0 | 0 | 0
| 0,6/1kV, Cu / PVC wire 1Cx2.5Sqm Red | m | 5619 |  |  |  | 0 | 0 | 0 | 0 | 0
| 0,6/1kV, Cu / PVC wire 1Cx2.5Sqm Yellow | m | 5306 |  |  |  | 0 | 0 | 0 | 0 | 0
| 0,6/1kV, Cu / PVC wire 1Cx2.5Sqm Blue | m | 4214 |  |  |  | 0 | 0 | 0 | 0 | 0
| 0,6/1kV, Cu / PVC wire 1Cx2.5Sqm Black | m | 15139 |  |  |  | 0 | 0 | 0 | 0 | 0
| 0,6/1kV, Cu / PVC wire 1Cx2.5Sqm Yellow/Green | m | 16099 |  |  |  | 0 | 0 | 0 | 0 | 0
| 0,6/1kV, Cu / PVC-Fr wire 1Cx2.5Sqm, Flame proof | m |  |  |  |  | 0 | 0 | 0 | 0 | 0
| Fireproof power supply wire 2Cx1.5 mm2 | m | 2392
| 0.6/1kV_Cu/XLPE/PVC-3C x 2.5 SQMM | m | 420 |  |  |  | 0 | 0 | 0 | 0 | 0
| FLEXIBLE CONDUIT, STEEL CORE W/ PVC JACKET, LIQUIDTIGHT, 3/4" | m | 865 |  |  |  | 0 | 0 | 0 | 0 | 0
| Conduit Steel, Hot Dipped Galvanized, size 3/4" | m | 14909.1 |  |  |  | 0 | 0 | 0 | 0 | 0
6.2.6.2 | Socket (indoor and decoration) | [5 empty] | 0 | 0 | 0 | 0 | 0
| Dual Socket Outlet, 16A/220V, Wall mounted | Set | 240 |  |  |  | 0 | 0 | 0 | 0 | 0
| Dual Socket Outlet, 16A/220V, Wall mounted, Water proof | Set | 3 |  |  |  | 0 | 0 | 0 | 0 | 0
| Concrete Floor Dual Socket Outlet, 230V, 13A, 2x RJ45 | Set | 365 |  |  |  | 0 | 0 | 0 | 0 | 0
| Concrete Floor Single Socket Outlet, 230V, 13A, 2x RJ46 | Set | 15 |  |  |  | 0 | 0 | 0 | 0 | 0
| Recessed Ceiling mounted, Single Socket Outlet (For Projector) | Set | 9 |  |  |  | 0 | 0 | 0 | 0 | 0
| 0,6/1kV, Cu / PVC wire 1Cx4Sqm RED | m | 2233 |  |  |  | 0 | 0 | 0 | 0 | 0
| 0,6/1kV, Cu / PVC wire 1Cx4Sqm Yellow | m | 2057 |  |  |  | 0 | 0 | 0 | 0 | 0
| 0,6/1kV, Cu / PVC wire 1Cx4Sqm Blue | m | 1940 |  |  |  | 0 | 0 | 0 | 0 | 0
| 0,6/1kV, Cu / PVC wire 1Cx4Sqm Black | m | 6230 |  |  |  | 0 | 0 | 0 | 0 | 0
| 0,6/1kV, Cu / PVC wire 1Cx4Sqm Yellow/Green | m | 6230 |  |  |  | 0 | 0 | 0 | 0 | 0
| Conduit Steel, Hot Dipped Galvanized, size 3/4" | m | 5607 |  |  |  | 0 | 0 | 0 | 0 | 0
6.2.7 | Accessory material | P'KG | 1 |  |  |  | 0 | 0 | 0 | 0 | 0
| Junction box, steel, 3/4'' | Pcs | 2321 |  |  |  | 0 | 0 | 0 | 0 | 0
| Hot Dipped Gal. Unistrut channel, 41x41x2.6t | M | 1923 |  |  |  | 0 | 0 | 0 | 0 | 0
| Conduit clamp with bolt, nut & washer, 3/4'' for unistrut | Pcs | 13793 |  |  |  | 0 | 0 | 0 | 0 | 0
| Flexible conduit connector, M20 | Pcs | 4188 |  |  |  | 0 | 0 | 0 | 0 | 0
| Gun Stud anchor, M6x30 | Pcs | 13793 |  |  |  | 0 | 0 | 0 | 0 | 0
| Hot Dipped Gal. Steel angle, L50x50x5t | M | 120 |  |  |  | 0 | 0 | 0 | 0 | 0
| Set anchor with nut, lock & flat washers, M10x40 | Pcs | 160 |  |  |  | 0 | 0 | 0 | 0 | 0
| Conduit outlet, hot dipped Gal. type L, 3/4'' | Pcs | 8376 |  |  |  | 0 | 0 | 0 | 0 | 0
6.3 | OUTDOOR | [5 empty] | 0 | 0 | 0 | 0 | 0
6.3.1 | TRENCH AND CONDUIT BANK | [5 empty] | 0 | 0 | 0 | 0 | 0
6.3.1 | Trench Concrete Paving AND CONDUIT BANK | [5 empty] | 0 | 0 | 0 | 0 | 0
| Separation Wall 140x0.925x0.15m (LxHxW) | m3 | 40 |  |  |  | 0 | 0 | 0 | 0 | 0
| Concrete paving 140x0.25x0.9m (LxHxW) | m3 | 32 |  |  |  | 0 | 0 | 0 | 0 | 0
| Concrete ductbank | m3 | 5 |  |  |  | 0 | 0 | 0 | 0 | 0
| Soil excavation | m3 | 151.61 |  |  |  | 0 | 0 | 0 | 0 | 0
| Soil backfill | m3 | 136.449 |  |  |  | 0 | 0 | 0 | 0 | 0
| Cable warning tape | m3 | 140 |  |  |  | 0 | 0 | 0 | 0 | 0
| Underground cable sign | pcs | 20 |  |  |  | 0 | 0 | 0 | 0 | 0
| Flexible pipe HDPE D150/195 | M | 120 |  |  |  | 0 | 0 | 0 | 0 | 0
| Flexible pipe HDPE D80/105 | M | 120 |  |  |  | 0 | 0 | 0 | 0 | 0
| Flexible pipe HDPE D50/65 | M | 80 |  |  |  | 0 | 0 | 0 | 0 | 0
6.3.2 | Trench Ditch | [5 empty] | 0 | 0 | 0 | 0 | 0
| Soil excavation | m3 | 96.9525 |  |  |  | 0 | 0 | 0 | 0 | 0
| Soil backfill | m3 | 87.2573 |  |  |  | 0 | 0 | 0 | 0 | 0
| Cable warning tape | m3 | 171 |  |  |  | 0 | 0 | 0 | 0 | 0
6.3.2 | PVC CONDUIT | [5 empty] | 0 | 0 | 0 | 0 | 0
| PVC CONDUIT, 6" | M | 30 |  |  |  | 0 | 0 | 0 | 0 | 0
| ELBOW,PVC,SPECIAL LARGE RADIUS TYPE 90 DEGREE, 6" | Pcs | 10 |  |  |  | 0 | 0 | 0 | 0 | 0
| CCESSORIES & SUPPORTS | Lot | 1 |  |  |  | 0 | 0 | 0 | 0 | 0
| CONDUIT STEEL, Hot Dipped Galvanized, size 2" | M | 110 |  |  |  | 0 | 0 | 0 | 0 | 0
6.4 | Landscaping, fence and road | [5 empty] | 0 | 0 | 0 | 0 | 0
6.4.1 | Outdoor lighting system (at landscaping and square area) | P'KG | 1 |  |  |  | 0 | 0 | 0 | 0 | 0 |  |  |  | KTV bóc KL phần này
| Column light. MODEL NO: ARG-20001 - LIGMAN DIMENSION: TOP Ø742, COLUMN 102, HEIGHT: 3.6M COLOUR / FINISHES: DARK GREY LED POWER (W): 109W LED EFFICIENCY (V/HZ): 220V/50HZ COLOUR TEMPERATURE (CCT): 6500K LED LUMEN OUTPUT (LM): 1200LM | PCS | 49 |  |  |  | 0 | 0 | 0 | 0 | 0
| Bollards MODEL NO: LH-10655-1MS - LIGMAN DIMENSION: TOP Ø186, HEIGHT: 600MM COLOUR / FINISHES: DARK GREY LED POWER (W): 27W LED EFFICIENCY (V/HZ): 220-240V 50/60HZ COLOUR TEMPERATURE (CCT): CRI3000K CRI80, 4000K CRI80 LED LUMEN OUTPUT (LM): 1161-1188LM | PCS | 25 |  |  |  | 0 | 0 | 0 | 0 | 0
| Tree Spotlight MODEL NO: UT-50565- LIGMAN DIMENSION: D45 X H76MM COLOUR / FINISHES: DARK GREY LED POWER (W): 5W LED EFFICIENCY (V/HZ): 24VDC COLOUR TEMPERATURE (CCT): CCT/CRIRGBW30, RGBW40 LED LUMEN OUTPUT (LM): 224LM | PCS | 63 |  |  |  | 0 | 0 | 0 | 0 | 0
| FENCE LIGHT MATERAL ALUMINUM LIGHT SOURCE 4LED POWER 10W LUMEN (lm): 906-1112 lm INPUT : 220-240V 50/60hZ OPERATING TEMPERATURA: 20-40 ( oC ) | PCS | 48 |  |  |  | 0 | 0 | 0 | 0 | 0
| 0.6/1kV_CU/XLPE/PVC/SWA/PVC-4C x 10 SQMM | M | 610 |  |  |  | 0 | 0 | 0 | 0 | 0
| 0.6/1kV_CU/XLPE/PVC/SWA/PVC-2C x 6SQMM | M | 1160 |  |  |  | 0 | 0 | 0 | 0 | 0
| Soil excavation | m3 | 140 |  |  |  | 0 | 0 | 0 | 0 | 0
| Soil backfill | m3 | 140 |  |  |  | 0 | 0 | 0 | 0 | 0
| Cable warning tape | M | 700 |  |  |  | 0 | 0 | 0 | 0 | 0
| Underground cable sign | Pc | 35 |  |  |  | 0 | 0 | 0 | 0 | 0
6.4.2 | Lightning & Small power for fence lighting | P'KG | 1 |  |  |  | 0 | 0 | 0 | 0 | 0
| FENCE LIGHT 2x250W LED FLOODLIGHT, 10M POLE | SET | 6 |  |  |  | 0 | 0 | 0 | 0 | 0
| 0.6/1kV_Cu/XLPE/PVC/SWA/PVC-4C x 16 SQMM | m |  |  |  |  | 0 | 0 | 0 | 0 | 0
| 0.6/1kV_Cu/XLPE/PVC/SWA/PVC-4C x 10SQMM | m | 450 |  |  |  | 0 | 0 | 0 | 0 | 0
| 0.6/1kV_Cu/XLPE/PVC-2C x 4SQMM | m | 144 |  |  |  | 0 | 0 | 0 | 0 | 0
| WIRE, STRANDED COPPER, PVC INSULATION, 600V, GREEN/YELLOW, 16 SQ.MM | m |  |  |  |  | 0 | 0 | 0 | 0 | 0
| Soil excavation | 100m3 | 1.8 |  |  |  | 0 | 0 | 0 | 0 | 0
| Soil backfill | 100m3 | 1.8 |  |  |  | 0 | 0 | 0 | 0 | 0
| Cable warning tape | M | 405 |  |  |  | 0 | 0 | 0 | 0 | 0
| Underground cable sign | Pc | 15 |  |  |  | 0 | 0 | 0 | 0 | 0
6.4.3 | Lightning & Small power for street lighting | P'KG | 1 |  |  |  | 0 | 0 | 0 | 0 | 0
| Street Lighting Fixture 150W LED, 10M POLE | SET | 27 |  |  |  | 0 | 0 | 0 | 0 | 0
| 0.6/1kV_CU/XLPE/PVC/SWA/PVC-4C x 16 SQMM | m |  |  |  |  | 0 | 0 | 0 | 0 | 0
| 0.6/1kV_Cu/XLPE/PVC/SWA/PVC-4C x 10SQMM | m | 830
| 0.6/1kV_Cu/XLPE/PVC-2C x 4SQMM | m | 324 |  |  |  | 0 | 0 | 0 | 0 | 0
| WIRE,STRANDED COPPER,PVC INSULATION,600V,GREEN/YELLOW, 16 SQ.MM | m |  |  |  |  | 0 | 0 | 0 | 0 | 0
| Soil excavation | 100m3 | 3.32 |  |  |  | 0 | 0 | 0 | 0 | 0
| Soil backfill | 100m3 | 3.32 |  |  |  | 0 | 0 | 0 | 0 | 0
| Cable warning tape | M | 747 |  |  |  | 0 | 0 | 0 | 0 | 0
| Underground cable sign | Pc | 27.67 |  |  |  | 0 | 0 | 0 | 0 | 0
6.4.4 | Accessory material | P'KG | 1 |  |  |  | 0 | 0 | 0 | 0 | 0
6.5 | (LED) board and power supply system | [5 empty] | 0 | 0 | 0 | 0 | 0
6.5.1 | Led Screen Moduel 1000x750mm | Pcs | 16 |  |  |  | 0 | 0 | 0 | 0 | 0
6.5.2 | Led Display Sending Box | Pcs | 1 |  |  |  | 0 | 0 | 0 | 0 | 0
6.5.1 | Computer Control PC | Set | 1 |  |  |  | 0 | 0 | 0 | 0 | 0
6.5.2 | UTP Cat 6, LSZH, 4P-22AWG | m | 80 |  |  |  | 0 | 0 | 0 | 0 | 0
6.5.3.1 | DB Panel 3PH-4W-400V For Led Screen (460-DB-619) | Set | 1 |  |  |  | 0 | 0 | 0 | 0 | 0
| MCB 2P 63A, 400V, 50Hz, 10 KA/s | Pcs | 1 |  |  |  | 0 | 0 | 0 | 0 | 0
| MCB 2P 32A, 400V, 50Hz, 6 KA/s | Pcs | 3 |  |  |  | 0 | 0 | 0 | 0 | 0
| Timer 24h | Pcs | 1 |  |  |  | 0 | 0 | 0 | 0 | 0
| Isolator 2P 32A | Pcs | 2 |  |  |  | 0 | 0 | 0 | 0 | 0
| Switch off/auto.manu | Pcs | 1 |  |  |  | 0 | 0 | 0 | 0 | 0
| Enclosure cabinet, 8 module wall cabinet | Set | 1 |  |  |  | 0 | 0 | 0 | 0 | 0
6.6 | Earthing and Lightening system | [5 empty] | 0 | 0 | 0 | 0 | 0
6.6.1 | Earthing system for Building | P'KG | 1 |  |  |  | 0 | 0 | 0 | 0 | 0
| BARE CONDUCTOR,STRANDED ANNEALED COPPER, 70 SQ.MM | m | 1218 |  |  |  | 0 | 0 | 0 | 0 | 0
| EARTH ELECTRODE (COPPERBOND) ∅19mmx3000mm | pcs | 22 |  |  |  | 0 | 0 | 0 | 0 | 0
| EARTH CLAMP,THREE CONDUCTOR TYPE,COPPER | pcs | 20 |  |  |  | 0 | 0 | 0 | 0 | 0
| WELD METAL POWDER, SIZE-90 | pcs | 2 |  |  |  | 0 | 0 | 0 | 0 | 0
| MOLD,FOR CABLE TO CABLE,KUMWELL OR EQUAL, CC2-C-7070 | pcs | 2 |  |  |  | 0 | 0 | 0 | 0 | 0
| TOOL,FLINT IGNITOR,HANDLE CLAMP, MOLD / CABLE CLEAN BRUSH | lot | 1 |  |  |  | 0 | 0 | 0 | 0 | 0
| C TYPE CONNECTOR, COPPER, 35 TO 35 | pcs | 13 |  |  |  | 0 | 0 | 0 | 0 | 0
| C TYPE CONNECTOR, COPPER, 35 TO 70 | pcs | 44 |  |  |  | 0 | 0 | 0 | 0 | 0
| C TYPE CONNECTOR, COPPER, 70 TO 70 | pcs | 14 |  |  |  | 0 | 0 | 0 | 0 | 0
| WIRE,STRANDED COPPER,PVC INSULATION,600V,GREEN/YELLOW, 1.5 SQ.MM | m | 125 |  |  |  | 0 | 0 | 0 | 0 | 0
| WIRE,STRANDED COPPER,PVC INSULATION,600V,GREEN/YELLOW, 2.5 SQ.MM | m | 92 |  |  |  | 0 | 0 | 0 | 0 | 0
| WIRE,STRANDED COPPER,PVC INSULATION,600V,GREEN/YELLOW, 4 SQ.MM | m | 32 |  |  |  | 0 | 0 | 0 | 0 | 0
| WIRE,STRANDED COPPER,PVC INSULATION,600V,GREEN/YELLOW, 6 SQ.MM | m | 15 |  |  |  | 0 | 0 | 0 | 0 | 0
| WIRE,STRANDED COPPER,PVC INSULATION,600V,GREEN/YELLOW, 10 SQ.MM | m | 276 |  |  |  | 0 | 0 | 0 | 0 | 0
| WIRE,STRANDED COPPER,PVC INSULATION,600V,GREEN/YELLOW, 16 SQ.MM | m | 186 |  |  |  | 0 | 0 | 0 | 0 | 0
| WIRE,STRANDED COPPER,PVC INSULATION,600V,GREEN/YELLOW, 25 SQ.MM | m | 96 |  |  |  | 0 | 0 | 0 | 0 | 0
| PVC CONDUIT 25MM | 100m | 0.4 |  |  |  | 0 | 0 | 0 | 0 | 0
6.6.2 | Lightning system for Building | P'KG | 1 |  |  |  | 0 | 0 | 0 | 0 | 0
| COPPER AIR TERMINAL, Ø15x1000mm WITH BASE 25x3MM | set | 35 |  |  |  | 0 | 0 | 0 | 0 | 0
| COPPER TAPE, 25x3MM | m | 760 |  |  |  | 0 | 0 | 0 | 0 | 0
| BRASS TEST CLAMP FOR 25x3MM COPPER TAPE AND 70MM2 COPPER CONDUCTOR | pcs | 18 |  |  |  | 0 | 0 | 0 | 0 | 0
| BRASS DC TAPE CLIP 25x3MM | pcs | 536 |  |  |  | 0 | 0 | 0 | 0 | 0
6.6.3 | Lightenning for fence lighting | P'KG |  |  |  |  | 0 | 0 | 0 | 0 | 0
| FENCE LIGHT 2x250W LED FLOODLIGHT, 10M POLE | SET |  |  |  |  | 0 | 0 | 0 | 0 | 0
| 0.6/1kV_Cu/XLPE/PVC/SWA/PVC-4C x 16 SQMM | m |  |  |  |  | 0 | 0 | 0 | 0 | 0
| 0.6/1kV_Cu/XLPE/PVC-2C x 4SQMM | m |  |  |  |  | 0 | 0 | 0 | 0 | 0
| WIRE, STRANDED COPPER, PVC INSULATION, 600V, GREEN/YELLOW, 16 SQ.MM | m |  |  |  |  | 0 | 0 | 0 | 0 | 0
| Soil excavation | m3 |  |  |  |  | 0 | 0 | 0 | 0 | 0
| Soil backfill | m3 |  |  |  |  | 0 | 0 | 0 | 0 | 0
| Cable warning tape | M |  |  |  |  | 0 | 0 | 0 | 0 | 0
| Underground cable sign | Pc |  |  |  |  | 0 | 0 | 0 | 0 | 0
6.6.4 | Lightening for street lighting | P'KG |  |  |  |  | 0 | 0 | 0 | 0 | 0
| Street Lighting Fixture 150W LED, 10M POLE | SET |  |  |  |  | 0 | 0 | 0 | 0 | 0
| 0.6/1kV_CU/XLPE/PVC/SWA/PVC-4C x 16 SQMM | m |  |  |  |  | 0 | 0 | 0 | 0 | 0
| 0.6/1kV_Cu/XLPE/PVC-2C x 4SQMM | m |  |  |  |  | 0 | 0 | 0 | 0 | 0
| WIRE,STRANDED COPPER,PVC INSULATION,600V,GREEN/YELLOW, 16 SQ.MM | m |  |  |  |  | 0 | 0 | 0 | 0 | 0
| Soil excavation | m3 |  |  |  |  | 0 | 0 | 0 | 0 | 0
| Soil backfill | m3 |  |  |  |  | 0 | 0 | 0 | 0 | 0
| Cable warning tape | M |  |  |  |  | 0 | 0 | 0 | 0 | 0
| Underground cable sign | Pc |  |  |  |  | 0 | 0 | 0 | 0 | 0
6.6.5 | Accessory material | P'KG | 1 |  |  |  | 0 | 0 | 0 | 0 | 0
9 | Telecommunication system | [5 empty] | 0 | 0 | 0 | 0 | 0
9.1 | ACS | [5 empty] | 0 | 0 | 0 | 0 | 0
9.1.1 | ACS at the gate (barrier, card reader, cable, junction box, Car plate identification, etc.) | P'KG | 1 |  |  |  | 0 | 0 | 0 | 0 | 0
| TELECOM JUNCTION BOX | PCS |  |  |  |  | 0 | 0 | 0 | 0 | 0
| CARD READER | PCS | 2 |  |  |  | 0 | 0 | 0 | 0 | 0
| VEHICLE BARRIER WITH JUCTION BOX | PCS | 2 |  |  |  | 0 | 0 | 0 | 0 | 0
| P/T/Z CCTV CAMERA | PCS | 4 |  |  |  | 0 | 0 | 0 | 0 | 0
| LOOP DETECTOR | PCS | 4 |  |  |  | 0 | 0 | 0 | 0 | 0
9.1.2 | ACS inside building (at the main access door) includes instrument cable, card reader, workstation, ACS cabinet, card reader, turnstiles, access separation, etc.) | P'KG | 1 |  |  |  | 0 | 0 | 0 | 0 | 0
| TELECOM JUNCTION BOX | PCS |  |  |  |  | 0 | 0 | 0 | 0 | 0
| CARD READER - In | PCS | 13 |  |  |  | 0 | 0 | 0 | 0 | 0
| CARD READER - Out | PCS | 6 |  |  |  | 0 | 0 | 0 | 0 | 0
| PUSH BUTTON DOOR RELEASE | PCS | 7 |  |  |  | 0 | 0 | 0 | 0 | 0
| ELECTROMAGNETIC LOCK | PCS | 12 |  |  |  | 0 | 0 | 0 | 0 | 0
| DOOR SENSOR | PCS | 12 |  |  |  | 0 | 0 | 0 | 0 | 0
| BREAK GLASS PUSH BUTTON | PCS | 5 |  |  |  | 0 | 0 | 0 | 0 | 0
| H2 - CU/PE/Ind & OA SCREEN/LSZH, 8Px0.34SQmm | m | 301 |  |  |  | 0 | 0 | 0 | 0 | 0
| H4 - CU/PE/OA SCREEN/LSZH, 14C-0.75SQmm | m | 301 |  |  |  | 0 | 0 | 0 | 0 | 0
| H9 - CU/PE/OA SCREEN/PE/FR-PVC, 2P-1.0SQmm | m | 48 |  |  |  | 0 | 0 | 0 | 0 | 0
| B10 - UTP CAT 6, LSZH, 4P-22AWG | m | 197 |  |  |  | 0 | 0 | 0 | 0 | 0
| CONDUIT PVC 3/4" | m | 635 |  |  |  | 0 | 0 | 0 | 0 | 0
| CONDUIT EMT 1-1/2" | m | 593 |  |  |  | 0 | 0 | 0 | 0 | 0
| Door controller 2-Reader Active Network Control Panel c/w 8 Supervised Input and 4 Dry Contact Relay Output and PSU with casing (30,000 Card User ; 80,000 Transaction Event) | PCS | 53 |  |  |  | 0 | 0 | 0 | 0 | 0
| Input Output Control Panel | PCS | 9 |  |  |  | 0 | 0 | 0 | 0 | 0
| ACS software management | PCS | 1 |  |  |  | 0 | 0 | 0 | 0 | 0
| Entrypass PrintID Software | PCS | 1 |  |  |  | 0 | 0 | 0 | 0 | 0
| Desktop Server for P1 Server Software | PCS | 1 |  |  |  | 0 | 0 | 0 | 0 | 0
| Desktop PC for P1 Client Software | PCS | 2 |  |  |  | 0 | 0 | 0 | 0 | 0
9.1.3 | ACS inside building (at the other access door) includes instrument cable, card reader, workstation, ACS cabinet, card reader, access separation, etc.) | P'KG | 1 |  |  |  | 0 | 0 | 0 | 0 | 0
| TELECOM JUNCTION BOX | PCS | 12 |  |  |  | 0 | 0 | 0 | 0 | 0
| CARD READER - In | PCS | 12 |  |  |  | 0 | 0 | 0 | 0 | 0
| CARD READER - Out | PCS | 12 |  |  |  | 0 | 0 | 0 | 0 | 0
| PUSH BUTTON DOOR RELEASE | PCS |  |  |  |  | 0 | 0 | 0 | 0 | 0
| ELECTROMAGNETIC LOCK | PCS | 14 |  |  |  | 0 | 0 | 0 | 0 | 0
| DOOR SENSOR | PCS | 14 |  |  |  | 0 | 0 | 0 | 0 | 0
| BREAK GLASS PUSH BUTTON | PCS |  |  |  |  | 0 | 0 | 0 | 0 | 0
| H2 - CU/PE/Ind & OA SCREEN/LSZH, 8Px0.34SQmm | m | 754 |  |  |  | 0 | 0 | 0 | 0 | 0
| H4 - CU/PE/OA SCREEN/LSZH, 14C-0.75SQmm | m | 754 |  |  |  | 0 | 0 | 0 | 0 | 0
| H9 - CU/PE/OA SCREEN/PE/FR-PVC, 2P-1.0SQmm | m | 71 |  |  |  | 0 | 0 | 0 | 0 | 0
| B10 - UTP CAT 6, LSZH, 4P-22AWG | m | 206 |  |  |  | 0 | 0 | 0 | 0 | 0
| CONDUIT PVC 3/4" | m | 1340 |  |  |  | 0 | 0 | 0 | 0 | 0
| CONDUIT EMT 1-1/2" | m | 1250 |  |  |  | 0 | 0 | 0 | 0 | 0
| Door controller 2-Reader Active Network Control Panel c/w 8 Supervised Input and 4 Dry Contact Relay Output and PSU with casing (30,000 Card User ; 80,000 Transaction Event) | PCS | 53 |  |  |  | 0 | 0 | 0 | 0 | 0
| Input Output Control Panel | PCS | 9 |  |  |  | 0 | 0 | 0 | 0 | 0
| ACS software management | PCS | 1 |  |  |  | 0 | 0 | 0 | 0 | 0
| Entrypass PrintID Software | PCS | 1 |  |  |  | 0 | 0 | 0 | 0 | 0
| Desktop Server for P1 Server Software | PCS | 1 |  |  |  | 0 | 0 | 0 | 0 | 0
| Desktop PC for P1 Client Software | PCS | 2 |  |  |  | 0 | 0 | 0 | 0 | 0
9.1.4 | ACS Substaion includes instrument cable, card reader, workstation, ACS cabinet, card reader, access separation, etc.) | P'KG | 1 |  |  |  | 0 | 0 | 0 | 0 | 0
| TELECOM JUNCTION BOX | PCS | 2 |  |  |  | 0 | 0 | 0 | 0 | 0
| CARD READER - In | PCS | 2 |  |  |  | 0 | 0 | 0 | 0 | 0
| CARD READER - Out | PCS | 2 |  |  |  | 0 | 0 | 0 | 0 | 0
| PUSH BUTTON DOOR RELEASE | PCS | 0 |  |  |  | 0 | 0 | 0 | 0 | 0
| ELECTROMAGNETIC LOCK | PCS | 4 |  |  |  | 0 | 0 | 0 | 0 | 0
| DOOR SENSOR | PCS | 4 |  |  |  | 0 | 0 | 0 | 0 | 0
| BREAK GLASS PUSH BUTTON | PCS | 2 |  |  |  | 0 | 0 | 0 | 0 | 0
| H2 - CU/PE/Ind & OA SCREEN/LSZH, 8Px0.34SQmm | m | 134 |  |  |  | 0 | 0 | 0 | 0 | 0
| H4 - CU/PE/OA SCREEN/LSZH, 14C-0.75SQmm | m | 134 |  |  |  | 0 | 0 | 0 | 0 | 0
| H9 - CU/PE/OA SCREEN/PE/FR-PVC, 2P-1.0SQmm | m | 21 |  |  |  | 0 | 0 | 0 | 0 | 0
| B10 - UTP CAT 6, LSZH, 4P-22AWG | m | 42 |  |  |  | 0 | 0 | 0 | 0 | 0
| CONDUIT PVC 3/4" | m | 65 |  |  |  | 0 | 0 | 0 | 0 | 0
| CONDUIT EMT 1-1/2" | m | 35 |  |  |  | 0 | 0 | 0 | 0 | 0
| Door controller 2-Reader Active Network Control Panel c/w 8 Supervised Input and 4 Dry Contact Relay Output and PSU with casing (30,000 Card User ; 80,000 Transaction Event) | PCS | 53 |  |  |  | 0 | 0 | 0 | 0 | 0
| Input Output Control Panel | PCS | 9 |  |  |  | 0 | 0 | 0 | 0 | 0
| ACS software management | PCS | 1 |  |  |  | 0 | 0 | 0 | 0 | 0
| Entrypass PrintID Software | PCS | 1 |  |  |  | 0 | 0 | 0 | 0 | 0
| Desktop Server for P1 Server Software | PCS | 1 |  |  |  | 0 | 0 | 0 | 0 | 0
| Desktop PC for P1 Client Software | PCS | 2 |  |  |  | 0 | 0 | 0 | 0 | 0
9.2 | CCTV camera (outside building) | P'KG | 1 |  |  |  | 0 | 0 | 0 | 0 | 0
| CAMERA FIXED DOME, INDOOR TYPE, IP, 2MP, FIXED LENS 3.6MM | PCS | 29 |  |  |  | 0 | 0 | 0 | 0 | 0
| WP - CAMERA PTZ SPEED DOME, OUTDOOR TYPE, IP, 2MP, IP66, 32X OPTICAL ZOOM | PCS | 3 |  |  |  | 0 | 0 | 0 | 0 | 0
| DIGITAL VIDEO RECORDER 24 CHANNEL, WITH 70TB HARD DRIVE | PCS | 2 |  |  |  | 0 | 0 | 0 | 0 | 0
| DIGITAL VIDEO RECORDER 24 CHANNEL, WITH 20TB HARD DRIVE | PCS | 1 |  |  |  | 0 | 0 | 0 | 0 | 0
| KEYBOAR VIDEO MOUSE SWITCH | PCS | 1 |  |  |  | 0 | 0 | 0 | 0 | 0
| EDGE SWITCH24-PORT RJ45 10/100/1000T, 4 SFP OPTICAL PORTS | SET | 4 |  |  |  | 0 | 0 | 0 | 0 | 0
| PATCH PANEL 24-PORT RJ45 10/100/1000T | SET | 4 |  |  |  | 0 | 0 | 0 | 0 | 0
| CABLE UTP PATCH CORD CAT6 4P | m | 2011 |  |  |  | 0 | 0 | 0 | 0 | 0
| XLPE/PVC/SWA/PVC, 2C-10MM2 | M | 382
9.3 | CCTV camera (outside building) | P'KG | 1 |  |  |  | 0 | 0 | 0 | 0 | 0
| CAMERA FIXED BULLET, OUTDOOR TYPE, IP, 2MP, FIXED LENS 3.6MM | PCS | 4 |  |  |  | 0 | 0 | 0 | 0 | 0
| CABLE UTP PATCH CORD CAT6 4P | m | 250 |  |  |  | 0 | 0 | 0 | 0 | 0
9.4 | S-CCTV | P'KG | 1 |  |  |  | 0 | 0 | 0 | 0 | 0
| CAMERA FIXED BULLET, OUTDOOR TYPE, IP, 2MP, FIXED LENS 3.6MM | PCS | 4 |  |  |  | 0 | 0 | 0 | 0 | 0
| CABLE UTP PATCH CORD CAT6 4P | m | 150 |  |  |  | 0 | 0 | 0 | 0 | 0
| Core switch 24 SFP | Pcs | 1 |  |  |  | 0 | 0 | 0 | 0 | 0
| Module SFP | Pcs | 50 |  |  |  | 0 | 0 | 0 | 0 | 0
| HDD 8 TB | Pcs | 20 |  |  |  | 0 | 0 | 0 | 0 | 0
| Fiber patch cord SC-LC, SM | Pcs | 50 |  |  |  | 0 | 0 | 0 | 0 | 0
| Copper patch cord Cat.6 | Pcs | 65 |  |  |  | 0 | 0 | 0 | 0 | 0
| Main Guardhouse | [5 empty] | 0 | 0 | 0 | 0 | 0
| CCTV Joystick Controller | Pcs | 2 |  |  |  | 0 | 0 | 0 | 0 | 0
| LCD 60" panel monitor | Pcs | 3 |  |  |  | 0 | 0 | 0 | 0 | 0
| Workstation | Pcs | 3 |  |  |  | 0 | 0 | 0 | 0 | 0
| ODF 24 FO MM | Pcs | 4 |  |  |  | 0 | 0 | 0 | 0 | 0
| CCTV rack | Pcs | 1 |  |  |  | 0 | 0 | 0 | 0 | 0
| Emergency Control Centre Room | [5 empty] | 0 | 0 | 0 | 0 | 0
| CCTV Joystick Controller | Pcs | 1 |  |  |  | 0 | 0 | 0 | 0 | 0
| CCTV monitor | Pcs | 1 |  |  |  | 0 | 0 | 0 | 0 | 0
| Workstation | Pcs | 1 |  |  |  | 0 | 0 | 0 | 0 | 0
| ODF 4 FO SM | Pcs | 1 |  |  |  | 0 | 0 | 0 | 0 | 0
| Patch panel Cat.6 24 ports | Pcs | 1 |  |  |  | 0 | 0 | 0 | 0 | 0
| CCTV rack | Pcs | 1 |  |  |  | 0 | 0 | 0 | 0 | 0
| Truck Loading Gate House | [5 empty] | 0 | 0 | 0 | 0 | 0
| CCTV monitor | Pcs | 1 |  |  |  | 0 | 0 | 0 | 0 | 0
| Workstation | Pcs | 1 |  |  |  | 0 | 0 | 0 | 0 | 0
| Jetty Guard House | [5 empty] | 0 | 0 | 0 | 0 | 0
| CCTV monitor | Pcs | 2 |  |  |  | 0 | 0 | 0 | 0 | 0
| Workstation | Pcs | 1 |  |  |  | 0 | 0 | 0 | 0 | 0
9.5 | PAGA |  | 1 |  |  |  | 0 | 0 | 0 | 0 | 0
| HORN SPEAKER INDOOR (10 WATTS) | SET | 32 |  |  |  | 0 | 0 | 0 | 0 | 0
| HORN SPEAKER WEATHERPROOF (25 WATTS) | SET | 6 |  |  |  | 0 | 0 | 0 | 0 | 0
| CEILING SPEAKER (6 WATTS) | SET | 159 |  |  |  | 0 | 0 | 0 | 0 | 0
| AMPLIFIER 600W - 3 CHANNEL | PCS | 6 |  |  |  | 0 | 0 | 0 | 0 | 0
| A1 - Mica/XLPE/Ind & OA SCREEN/LSZH, 2P-1.5SQmm | m | 3432 |  |  |  | 0 | 0 | 0 | 0 | 0
| C2 - Mica/XLPE/Ind & OA SCREEN/LSZH/SWA/LSZH, 2P-4SQmm | m | 292 |  |  |  | 0 | 0 | 0 | 0 | 0
| CONDUIT EMT 3/4" | m | 2793 |  |  |  | 0 | 0 | 0 | 0 | 0
| MCI - Multichannel interface | PCS | 1 |  |  |  | 0 | 0 | 0 | 0 | 0
| MDF – Main distribution frame | PCS | 1 |  |  |  | 0 | 0 | 0 | 0 | 0
| PAGA marshalling box | PCS | 2 |  |  |  | 0 | 0 | 0 | 0 | 0
| Test Panel | PCS | 1 |  |  |  | 0 | 0 | 0 | 0 | 0
| NCO – network controller | PCS | 2 |  |  |  | 0 | 0 | 0 | 0 | 0
| IP AUDIO | PCS | 1 |  |  |  | 0 | 0 | 0 | 0 | 0
9.6 | IDS | P'KG | 1 |  |  |  | 0 | 0 | 0 | 0 | 0
| FIBER OPTIC CABLE 4 CORE | m | 125 |  |  |  | 0 | 0 | 0 | 0 | 0
| Connect and test run the current ids system | SET | 1 |  |  |  | 0 | 0 | 0 | 0 | 0
10 | IT system | [5 empty] | 0 | 0 | 0 | 0 | 0
10.1 | Telephone - Lan system | P'KG | 1 |  |  |  | 0 | 0 | 0 | 0 | 0
| TELECOM CABINET, SELF STANDING TYPE, 42U 19", 1.4MM STEEL THICKNESS WITH PAINT, FRONT & REAR ACCESSIBLE, CABLE MANAGERS, 1P 3W-230VAC-50Hz POWER SUPPLY AND ACCESSORIES (VENTILATION FAN, CABLE RACK SUPPORT, POWER DISTRIBUTION UNIT, UNIVERSAL OUTLETS, THERMOMETER, GROUND BUS BAR, CABINET LIGHT...) | SET | 6 |  |  |  | 0 | 0 | 0 | 0 | 0
| CONCRETE FLOOR DUAL SOCKET OUTLET 230V, 13A, C/W 2 x RJ45 SOCKET OUTLET | PCS |  |  |  |  | 0 | 0 | 0 | 0 | 0
| CONCRETE FLOOR SINGLE DATA SOCKET OUTLET 230V, 13A, C/W 2 x RJ45 SOCKET OUTLET | PCS |  |  |  |  | 0 | 0 | 0 | 0 | 0
| DUAL OUTLET RJ45 INFORMATION OUTLET WALL MOUNTED | PCS | 39 |  |  |  | 0 | 0 | 0 | 0 | 0
| FLOOR BOX | PCS | 56 |  |  |  | 0 | 0 | 0 | 0 | 0
| WIRELESS ACCESS POINT | PCS | 33 |  |  |  | 0 | 0 | 0 | 0 | 0
| EDGE SWITCH 48-PORT RJ45 10/100/1000T, 2 SFP OPTICAL PORTS | PCS | 19 |  |  |  | 0 | 0 | 0 | 0 | 0
| EDGE SWITCH 32-PORT RJ45 10/100/1000T, 2 SFP OPTICAL PORTS | PCS |  |  |  |  | 0 | 0 | 0 | 0 | 0
| EDGE SWITCH 24-PORT RJ45 10/100/1000T, 2 SFP OPTICAL PORTS | PCS | 4 |  |  |  | 0 | 0 | 0 | 0 | 0
| EDGE SWITCH16-PORT RJ45 10/100/1000T, 2 SFP OPTICAL PORTS | PCS | 1 |  |  |  | 0 | 0 | 0 | 0 | 0
| PATCH PANEL 16-PORT RJ45 10/100/1000T | PCS | 2 |  |  |  | 0 | 0 | 0 | 0 | 0
| UTP CAT 6, LSZH, 4P-22AWG | m | 50804 |  |  |  | 0 | 0 | 0 | 0 | 0
| FIBER OPTIC CABLE 48 CORE | m | 822 |  |  |  | 0 | 0 | 0 | 0 | 0
| PVC CONDUIT, D25mm | m | 420 |  |  |  | 0 | 0 | 0 | 0 | 0
| PVC CONDUIT, D20mm | m | 747 |  |  |  | 0 | 0 | 0 | 0 | 0
| PVC CONDUIT, D32mm | m | 418 |  |  |  | 0 | 0 | 0 | 0 | 0
10.2 | Accessory material | P'KG | 1 |  |  |  | 0 | 0 | 0 | 0 | 0
| Core switch 24 SFP | Pcs | 2 |  |  |  | 0 | 0 | 0 | 0 | 0
| Module SFP | Pcs | 48 |  |  |  | 0 | 0 | 0 | 0 | 0
13 | Fire alarm system | [5 empty] | 0 | #VALUE! | 0 | 0 | #VALUE!
13.1 | Indoor Fire alarm equipment, cable, conduit, fire alarm cabinet, fire alarm controller, etc. |  | 1 |  |  |  | 0 | 0 | 0 | 0 | 0
| 4 Loop fire alarm control panel | SET | 1 |  |  |  | 0 | 0 | 0 | 0 | 0
| Addressable smoke detector | PCS | 384 |  |  |  | 0 | 0 | 0 | 0 | 0
| Addressable call point button | PCS | 24 |  |  |  | 0 | 0 | 0 | 0 | 0
| Strobe horn | PCS | 18 |  |  |  | 0 | 0 | 0 | 0 | 0
| Strobe horn control module CM | PCS | 20 |  |  |  | 0 | 0 | 0 | 0 | 0
| AI address monitoring module | PCS | 35 |  |  |  | 0 | 0 | 0 | 0 | 0
| RM zero-voltage output module | PCS | 15 |  |  |  | 0 | 0 | 0 | 0 | 0
| Junction box | PCS | 254 |  |  |  | 0 | 0 | 0 | 0 | 0
| Signal wire 1P-1.0mm2 | m | 2207.6 |  |  |  | 0 | 0 | 0 | 0 | 0
| Power wire 2c-2.5mm2 | m | 524 |  |  |  | 0 | 0 | 0 | 0 | 0
| Signal wire 8P-0.75mm2 | SET | 548 |  |  |  | 0 | 0 | 0 | 0 | 0
| Mimic Panel , size 1000x1000x400mm (HxWxD) | SET | 1 | Bổ sung ngày 17/10/2024 |  |  |  | #VALUE! | 0 | 0 | #VALUE!
13.2 | Outdoor Fire alarm equipment, cable, conduit, fire alarm cabinet, fire alarm controller, etc. | SET | 1 |  |  |  | 0 | 0 | 0 | 0 | 0
13.3 | Accessory material | P'KG | 1 |  |  |  | 0 | 0 | 0 | 0 | 0
O | TOTAL

## Cover
NSRP STG3 Replacement Project | [9 empty] | Employer Doc. No.
Contractor Doc. No.
|  |  |  | Nghi Son Refinery and Petrochemical Limited Liability Company | [5 empty] | S-113-138Z-1001PH
Nghi Son, Vietnam | [9 empty] | Rev. B |  | Page 1 of 5
Contractor JOB Code: 144/2024/NSRP. CPSP-PTSC | [9 empty] | Date: 16/Oct/25
Material Take-Off STG3 Replacement Project
Unit No.: 110/111/112/113
Unit Abbreviation.: Not Applicable
Document Class: X
[6 empty] | Issue Purpose |  |  | FOR REVIEW
Rev |  |  | Date |  | Page Change |  | Page | Description |  |  | Prep'd |  | Chk'd | App'd
B |  |  | 2025-10-16 |  |  |  | All | ISSUED FOR REVIEW |  |  | N.C.S/ T.V.D |  | N.T.S | N.B.T
A |  |  | 2025-05-30 |  |  |  | All | ISSUED FOR REVIEW |  |  | N.C.S/ T.V.D |  | N.T.S | N.B.T
Operation Centre JOB Code: | [8 empty] | Operation Centre Doc. No.:
Responsible Company |  |  |  |  | Prepared by |  |  |  | Checked by |  | Approved by
PTSC |  |  |  |  | N.C.SANG/ T.V.DUC |  |  |  | N.T.SON |  | N.B.TUAN
C TYPE CONNECTOR,
Unitrust Channel 41x41x2.6t, HOT DIPPED GALVANIZED
| MOLD,FOR CABLE TO CABLE, SIZE 35-70 | 1899-12-31
| MOLD,FOR CABLE TO CABLE, SIZE 70-70 | 1899-12-31
1900-02-18

## MTO
STG3 Replacement Project |  | Nghi Son Refinery and Petrochemical Limited Liability Company | Document No: S-113-138Z-1001PH
|  |  | REV | B | Page 2 of 5
DATE: 16/Oct/2025
REV | No | WORK ITEMS | UNIT | Q'TY | REMARK
| 1 | Power Cable
| 1.1 | Cable HV ( FOR REPLACE )
| 1.1.1 | 6.6/11kV_Cu/XLPE/MS/PVC/AWA/Fr-PVC-1CORE x 630SQMM | m | 805 |  | Page 1 of 3
| 1.1.2 | 6.6/11kV_Cu/XLPE/MS/PVC/AWA/Fr-PVC-1CORE x 240SQMM | m | 327 |  |  | Page 1 of 2
| 1.1.3 | Cable Gland - Nickel Plated Brass - Ex'd', Zone 1,2, IP66 - Size:M63s , NPT - C/W Locknut, Earth Tag, Serrated washer, washer | Pcs | 46
| 1.1.4 | Cable Gland - Nickel Plated Brass - Ex'd', Zone 1,2, IP66 - Size:M40 , NPT - C/W Locknut, Earth Tag, Serrated washer, washer | Pcs | 16
| 1.1.5 | Accessory material for cable installation (tag core, tag name, cable tie, electrical tape) | Set | 1
| 1.2 | Cable LV ( FOR REPLACE )
| 1.2.1 | 0.6/1kV_Cu/XLPE/PVC/SWA/Fr-PVC-3CORE x 25SQMM | m | 437 | "- Cable pulling has been completed; however, cable termination has not yet been installed.
| 1.2.2 | 0.6/1kV_Cu/XLPE/PVC/SWA/Fr-PVC-3CORE x 16SQMM | m | 376
| 1.2.3 | 0.6/1kV_Cu/XLPE/PVC/SWA/Fr-PVC-3CORE x 10SQMM | m | 727
| 1.2.4 | 0.6/1kV_Cu/XLPE/PVC/SWA/Fr-PVC-3CORE x 6SQMM | m | 718
| 1.2.5 | 0.6/1kV_Cu/XLPE/PVC/SWA/Fr-PVC-8CORE x 2.5SQMM | m | 3017
| 1.2.6 | 0.6/1kV_Cu/XLPE/PVC/SWA/Fr-PVC-3CORE x 2.5SQMM | m | 2450
| 1.2.7 | 0.6/1kV_Cu/XLPE/PVC/SWA/Fr-PVC-2CORE x 6SQMM | m | 812
| 1.2.8 | 0.6/1kV_Cu/XLPE/PVC/SWA/Fr-PVC-4CORE x 4SQMM | m | 3915
| 1.2.9 | 0.6/1kV_Cu/XLPE/PVC/SWA/Fr-PVC-3CORE x 4SQMM | m | 435
| 1.2.10 | 0.6/1kV_Cu/XLPE/PVC/SWA/Fr-PVC-2CORE x 4SQMM | m | 435
| 1.2.11 | 0.6/1kV_Cu/XLPE/PVC/SWA/Fr-PVC-2CORE x 2.5SQMM | m | 487
| 1.2.12 | 0.6/1kV_Cu/XLPE/PVC/SWA/Fr-PVC-4CORE x 4SQMM | m | 435
| 1.2.13 | 0.6/1kV_Cu/XLPE/PVC/SWA/Fr-PVC-2CORE x 4SQMM | m | 550
| 1.2.12 | Cable Gland - Nickel Plated Brass - Ex'd', Zone 1,2, IP66 - Size:M32 , NPT - C/W Locknut, Earth Tag, Serrated washer, washer | Pcs | 10
| 1.2.13 | Cable Gland - Nickel Plated Brass - Ex'd', Zone 1,2, IP66 - Size:M25 , NPT - C/W Locknut, Earth Tag, Serrated washer, washer | Pcs | 50
| 1.2.14 | Cable Gland - Nickel Plated Brass - Ex'd', Zone 1,2, IP66 - Size:M20 , NPT - C/W Locknut, Earth Tag, Serrated washer, washer | Pcs | 280
| 1.2.15 | Accessory material for cable installation (tag core, tag name, cable tie, electrical tape) | Set | 1
| 1.3 | Copper Terminal Lug
| 1.3.1 | HV Termination Kit ( Armoured cable), Copper Terminal Lug two hole - Type: Euromold elbow type termination kit - Cable type: 11kV u/XLPE/MS/PVC/AWA/Fr-PVC-1CORE x 630SQMM - Cable size :1x 630 sq.mm | pcs | 46
| 1.3.2 | HV Termination Kit ( Armoured cable), Cose two hole - Type: Euromold elbow type termination kit - Cable type: 11kV u/XLPE/MS/PVC/AWA/Fr-PVC-1CORE x 630SQMM - Cable size :1x 240 sq.mm | pcs | 16
| 1.3.3 | COPPER TERMINAL LUG, SIZE M25, CRIMP TYPE. SC25-10 | pcs | 100
| 1.3.4 | COPPER TERMINAL LUG, SIZE M16, CRIMP TYPE. SC16-10 | pcs | 100
| 1.3.5 | COPPER TERMINAL LUG, SIZE M10, CRIMP TYPE. SC10-10 | pcs | 100
| 1.3.6 | COPPER TERMINAL LUG, SIZE M6, CRIMP TYPE. SC6-6 | pcs | 100
| 1.3.7 | COPPER TERMINAL LUG, SIZE M4, CRIMP TYPE. SC4-6 | pcs | 250
| 1.3.8 | COPPER TERMINAL LUG, SIZE M2.5, CRIMP TYPE. SC2.5-6 | pcs | 500
| 2 | Power Cable Tray
| 2.1 | Cable ladder 900W × 150H × 2 mm; including bolts, nuts, and grounding conductor (hot-dip galvanized steel). | m | 72
| 2.2 | CABLE TRAY Vertical Elbow and cover with splice plate, bolt nut, bonding Jumper, - Inside Vertical Riser 90 Degree 900wx150hx2t, HDG - Complete with splice plate | pcs | 10
| 2.3 | CABLE TRAY 90 Horizontall Elbow and cover with splice plate, bolt nut, bonding Jumper, - Inside Vertical Riser 90 Degree 900wx150hx2t, HDG - Complete with splice plate | pcs | 10
| 2.3 | Cable ladder end stopper, size 900 × 150 mm, thickness 2 mm, complete with splice plate, bolts, nuts, and bonding jumper. | pcs | 6
| 2.4 | STEEL CHANNEL ( C-100x50x5t),HDGS | m | 200
| 2.5 | STEEL ANGLE (L-50x50x5t), HDGS | m | 60
| 2.6 | Stop the and of CABLE LADDER and with splice plate, bolt nut, bonding Jumper 900X150MM, 2MM THICK, | pcs | 3
| 2.7 | ACCESSORY MATERIAL ( BOLT, ANCHOR,WASHER…) | lot | 1
| 3 | Conduit
| 3.1 | RIGID CONDUIT STEEL SIZE 1", HOT DIPPED GALVANIZED,NPT THREAD 1"; Thichness= 3.2mm; Length =3000mm | m | 150
| 3.2 | RIGID CONDUIT STEEL SIZE 2", HOT DIPPED GALVANIZED,NPT THREAD 2"; Thichness= 3.71mm; Length =3000mm | m | 312
| 3.3 | RIGID CONDUIT STEEL SIZE 2-1/2", HOT DIPPED GALVANIZED,NPT THREAD 2-1/2"; Thichness= 4.9mm; Length =3000mm | m | 32
| 3.4 | Threaded rigid steel conduit coupling, hot-dip galvanized; DN 1", OD 33.4 mm × 3.2 mm. | Pcs | 50
| 3.5 | Threaded rigid steel conduit coupling, hot-dip galvanized; DN 2", OD 60.3 mm × 3.71 mm. | Pcs | 110
| 3.6 | Threaded rigid steel conduit coupling, hot-dip galvanized; DN 2-1/2", OD 73.03 mm × 4.9 mm. | Pcs | 15
| 3.7 | PVC conduit D42 | m | 100
| 3.8 | HDPE flexible conduit 130/100 | m | 50
| 3.9 | Conduit Clamp For Unitrust Channel | Pcs | 300
| 3.1 | Unitrust Channel 41x41x2.6t, HDG | m | 150
| 3.11 | ACCESSORY MATERIAL ( BOLT, ANCHOR,WASHER…) | lot | 1
| 4 | Lighting
| 4.1 | Lighting Fixture
| 5.1.1 | LED LIGHTING FIXTURE, OUTDOOR, BRACKET MOUNTED, 1x42W, ≥ 5800 lumen, (4000K-7000K), DIFFUSED COVER, POWER INPUT VOLTAGE: (220~240)VAC, EXPLOSION-PROOF, ZONE 1,2, IP66 | Set | 8
| 5.1.2 | LED LIGHTING FIXTURE, OUTDOOR, CELLING TYPE, 1x22W, ≥ 2900 lumen, (4000K-7000K), DIFFUSED COVER, POWER INPUT VOLTAGE: (220~240)VAC, EXPLOSION-PROOF, ZONE 1,2, IP66 | Set | 7
| 5.1.3 | LED LIGHTING FIXTURE, OUTDOOR, CELLING TYPE, 1x42W, ≥ 5800 lumen, (4000K-7000K), DIFFUSED COVER, POWER INPUT VOLTAGE: (220~240)VAC, EXPLOSION-PROOF, ZONE 1,2, IP66 | Set | 1
| 5.1.4 | LED LIGHTING FIXTURE, OUTDOOR, STAND TYPE ON PLATFORM, 1x22W, ≥ 2900 lumen, (4000K-7000K), DIFFUSED COVER, POWER INPUTVOLTAGE: (220~240)VAC, EXPLOSION-PROOF, ZONE 2, IP66 | Set | 30
| 5.1.5 | LED LIGHTING FIXTURE, OUTDOOR, STAND TYPE ON PLATFORM, 1x42W, ≥ 5800 lumen, (4000K-7000K), DIFFUSED COVER, POWER INPUT VOLTAGE: (220~240)VAC, EXPLOSION-PROOF, ZONE 1,2, IP66 | Set | 12
| 5.1.6 | LED LIGHTING FIXTURE, OUTDOOR, PENDANT TYPE, 1x42W, ≥ 5800 lumen, (4000K-7000K), DIFFUSED COVER, POWER INPUT VOLTAGE: (220~240)VAC, EXPLOSION-PROOF, ZONE 1,2, IP66 | Set | 1
| 5.1.7 | LED HIGHBAY LIGHTING FIXTURE, OUTDOOR, BRACKET TYPE, 1x300W, ≥ 32000 lumen, (4000K-7000K), POWER INPUT VOLTAGE: (220~240)VAC, EXPLOSION-PROOF, ZONE 1,2, IP66 | Set | 11
| 5.1.8 | LED HIGHBAY LIGHTING FIXTURE, OUTDOOR, CELLING TYPE, 1x300W, ≥ 32000 lumen, (4000K-7000K), POWER INPUT VOLTAGE: (220~240)VAC, EXPLOSION-PROOF, ZONE 1,2, IP66 | Set | 1
| 5.1.9 | LED LIGHTING FIXTURE, OUTDOOR, BRACKET TYPE, 1x40W, ≥ 5000 lumen, (4000K-7000K), POWER INPUT VOLTAGE: (220~240)VAC, EXPLOSION-PROOF, ZONE 1,2, IP66 | Set | 4
| 5.1.10 | LED LIGHTING FIXTURE, OUTDOOR, PENDANT TYPE, 1x40W, ≥ 5000 lumen, (4000K-7000K), POWER INPUT VOLTAGE: (220~240)VAC, EXPLOSION-PROOF, ZONE 1,2, IP66 | Set | 1
| 5.2 | Cable LV
| 5.2.1 | CABLE, STRANDED COPPER, CU/XLPE/PVC/SWA/FR-PVC, 0.6/1 KV, BLACK, 2CORE x 4 SQ.MM | m | 1230
| 5.2.2 | CABLE, STRANDED COPPER, CU/XLPE/PVC/SWA/FR-PVC, 0.6/1 KV, BLACK, 2CORE x 6 SQ.MM | m | 200
| 5.2.3 | CABLE, STRANDED COPPER, CU/XLPE/PVC/SWA/FR-PVC, 0.6/1 KV, BLACK, 2CORE x 16 SQ.MM | m | 215
| 5.3 | Tray and Conduit
| 5.3.1 | METALLIC CONDUIT,RIGID STEEL,HOT DIPPED GALVANIZED, WITH ONE COUPLING PER PIECE,NPT THREAD, 1". Length =3m. | m | 718
| 5.3.2 | METALLIC CONDUIT,RIGID STEEL,HOT DIPPED GALVANIZED, WITH ONE COUPLING PER PIECE,NPT THREAD,1-1/ 2". Length =3m. | m | 132
| 5.3.3 | METALLIC CONDUIT,RIGID STEEL,HOT DIPPED GALVANIZED, WITH ONE COUPLING PER PIECE,NPT THREAD, 2" | m | 15
| 5.3.4 | PERFORATED TRAY, and cover with splice plate, bolt nut, bonding Jumper, W300xH100mm, T2mm, HOT DIPPED GALVANIZED, | m | 50
| 5.3.5 | ACCESSORY MATERIAL ( BOLT, ANCHOR,WASHER…) | lot | 1
| 5.4 | ACCESSORIES
| 5.5.1 | STEEL CHANNEL (C-100x50x5t), HDGS | m | 24
| 5.5.2 | STEEL ANGLE SUPPORT (L-50x50x5t), HDGS | m | 60
| 5.5.3 | Cable Gland - Nickel Plated Brass - Ex'd', Zone 1, IP66 - Size M25 - C/W Locknut, Earth Tag, Serrated washer, washer | pcs | 10
| 5.5.5 | Cable Gland - Nickel Plated Brass - Ex'd', Zone 1, IP66 - Size M20 - C/W Locknut, Earth Tag, Serrated washer, washer | pcs | 230
| 5.5.5 | JUNCTION BOX, LOW COPPER CONTENT ALUMINIUM ALLOY WITH COATED, GRP, EXD/DE , IIC, T3, IP66, THREE (3) WAY, 3XM20 CABLE ENTRIES, TERMINAL FOR 4-6 SQMM CABLE, SIZE 140X140X8MM | pcs | 60
| 5.5.6 | UNITRUST CLAMP WITH BOLT AND NUT, HDGS. Size 1" inch | pcs | 30
| 5.5.7 | U-TYPE BOLT AND NUTS WITH WASHERS, M8 FOR STANCHION PIPE, SIZE: 1-1/2" DIA., SS | pcs | 200
| 5.5.8 | Copper Terminal Lug M-4 | pcs | 200
| 5.5.9 | Copper Terminal Lug M-6 | pcs | 50
| 5.5.10 | Copper Terminal Lug M-16 | pcs | 20
| 5.5.11 | Unitrust Channel 41x41x2.6t, HOT DIPPED GALVANIZED | m | 48
| 5.5.12 | ACCESSORY MATERIAL( BOLT AND NUT FOR LIGHTING) | Lot | 1
| 6 | LOCAL CONTROL STATION
| 6.1 | Local Control Station (LCS) - Explosion proof Local Control Station, Outdoor type, GRP - Classification: Zone 2, Ex"d"/Ex"de", IIC T3, IP66 minimum - Push button: + Hand-Off-Auto switch and Ammeter + Start Pushbutton green with contact element NO + Stop/Emergency button Mushroom stay-put button EM-STOP, red. with contact element NC + NO | Pcs | 5
| 7 | Earthing system
| 7.1 | Earthing cable, Bare CU 70mm | m | 50
| 7.2 | PVC Insulated, green/yellow earthing cable, Cu/PVC 70sqmm | m | 207
| 7.3 | Terminal Lug (EA) M70 | cái | 68
| 7.4 | PVC Insulated, green/yellow earthing cable, Cu/PVC 35sqmm | m | 273
| 7.5 | Terminal Lug (EA) M35 | cái | 282
| 7.6 | PVC Insulated, green/yellow earthing cable, Cu/PVC 16sqmm | m | 70
| 7.7 | Terminal Lug (EA) M16 | cái | 58
| 7.8 | PVC Insulated, green/yellow earthing cable, Cu/PVC 6sqmm | m | 200
| 7.9 | Terminal Lug (EA) M6 | cái | 250
| 7.10 | Earth Bar, Tin Coated (500x20x6t) | pcs | 8
| 7.11 | Unistrust clamp HDGS | pcs | 80
| 7.12 | Rigid PVC Conduit 1-1/4" | m | 80
| 7.13 | Unitrust Channel 41x41x2.6t, HOT DIPPED GALVANIZED | m | 40
| 8 | JB for overhead crane
| 8.1 | Stainless Steel Enclosed Switch - Dust/Damp proof IP65/IP66: - Switch rating (Isolator): 63A; - Number of poles: 3P+E; Cable size: 16mm2 - Type: KG64B T203/SGZ005*9M40X; -Enclosure Dimension (mm): 300x250x130 - Mounting Dimension (mm): 250x200x6mm - Gland: M32mm Manufacture Kraus & Naimer | set | 1