## Cover
NSRP STG3 Replacement Project | [6 empty] | Doc. No. S-113-1370-0001PH
Nghi Son Refinery and Petrochemical Limited Liability Company
[7 empty] | Rev. A |  | Page 1 of 13
Contractor Job No.: 144/2024/NSRP.CPSP-PTSC | [6 empty] | Date: 8-Sep-25
Instrument MTO
Unit No.: 113
Unit Abbreviation.: STG
Document Class: Z
|  |  |  | Issue Purpose |  | For Review
Rev | Date |  | Page |  | Description |  | Prep'd |  |  | Chk'd | App'd
A | 8/SEP/25 |  | ALL |  | Issued for Review |  | L.H.H/L.V.D |  |  | N.T.S | N.B.T
Operation Centre JOB Code: 11102D | [5 empty] | Operation Centre Doc. No.:
Responsible Company |  |  | Prepared by |  |  | Checked by |  | Approved by
PTSC |  |  | L.H.H / L.V.D |  |  | N.T.SON |  | N.B.TUAN

## INSTRUMENT
No. | Project Name | Category | Material Number | Size | Descrption | Material | Net Quantity | Unit | Result |  | Scope of Supply | Remark
[9 empty] | Instrument | Cable
INSTRUMENTS
12 | STG3 Repalcement | - | 113-HV-7341A | - | Motor Operated Valve | - | 1 | SET | Replace | - | PTSC
18 | STG3 Repalcement | - | 113-LT-7356 | - | Level Transmitter Displacer | - | 1 | SET | Replace | Replace | PTSC
25 | STG3 Repalcement | - | 113-PCV-7351 | - | Pressure Regulator | - | 1 | SET | Replace | - | PTSC
26 | STG3 Repalcement | - | 113-PCV-7355 | - | Pressure Regulator | - | 1 | SET | Replace | - | PTSC
30 | STG3 Repalcement | - | 113-PG-7320 | - | Pressure Gauge | - | 1 | SET | Replace | - | PTSC
32 | STG3 Repalcement | - | 113-PG-7332 | - | Pressure Gauge | - | 1 | SET | Replace | - | PTSC
34 | STG3 Repalcement | - | 113-PG-7341A | - | Pressure Gauge | - | 1 | SET | Replace | - | PTSC
35 | STG3 Repalcement | - | 113-PG-7341B | - | Pressure Gauge | - | 1 | SET | Replace | - | PTSC
36 | STG3 Repalcement | - | 113-PG-7344A | - | Pressure Gauge | - | 1 | SET | Replace | - | PTSC
38 | STG3 Repalcement | - | 113-PG-7345A | - | Pressure Gauge | - | 1 | SET | Replace | - | PTSC
40 | STG3 Repalcement | - | 113-PG-7351 | - | Pressure Gauge | - | 1 | SET | Replace | - | PTSC
41 | STG3 Repalcement | - | 113-PG-7352 | - | Pressure Gauge | - | 1 | SET | Replace | - | PTSC
42 | STG3 Repalcement | - | 113-PG-7353 | - | Pressure Gauge | - | 1 | SET | Replace | - | PTSC
43 | STG3 Repalcement | - | 113-PG-7355A | - | Pressure Gauge | - | 1 | SET | Replace | - | PTSC
44 | STG3 Repalcement | - | 113-PG-7355B | - | Pressure Gauge | - | 1 | SET | Replace | - | PTSC
45 | STG3 Repalcement | - | 113-PG-7355C | - | Pressure Gauge | - | 1 | SET | Replace | - | PTSC
46 | STG3 Repalcement | - | 113-PG-7356A | - | Pressure Gauge | - | 1 | SET | Replace | - | PTSC
47 | STG3 Repalcement | - | 113-PG-7356B | - | Pressure Gauge | - | 1 | SET | Replace | - | PTSC
49 | STG3 Repalcement | - | 113-PG-7382 | - | Pressure Gauge | - | 1 | SET | Replace | - | PTSC
56 | STG3 Repalcement | - | 113-RO-7307 | - | Orifice Plate | - | 1 | SET | Replace | - | PTSC
57 | STG3 Repalcement | - | 113-RO-7310 | - | Orifice Plate | - | 1 | SET | Replace | - | PTSC
58 | STG3 Repalcement | - | 113-RO-7311 | - | Orifice Plate | - | 1 | SET | Replace | - | PTSC
59 | STG3 Repalcement | - | 113-RO-7313 | - | Orifice Plate | - | 1 | SET | Replace | - | PTSC
60 | STG3 Repalcement | - | 113-RO-7314 | - | Orifice Plate | - | 1 | SET | Replace | - | PTSC
73 | STG3 Repalcement | - | 113-RO-7360 | - | Orifice Plate | - | 1 | SET | Replace | - | PTSC
75 | STG3 Repalcement | - | 113-TCV-7353 | - | Pressure Regulator | - | 1 | SET | Replace | - | PTSC
76 | STG3 Repalcement | - | 113-TE-7305A | - | Thermocouple | - | 1 | SET | Replace | Replace | PTSC
77 | STG3 Repalcement | - | 113-TE-7305B | - | Thermocouple | - | 1 | SET | Replace | Replace | PTSC
80 | STG3 Repalcement | - | 113-TE-7315 | - | Thermocouple | - | 1 | SET | Replace | Re-use | PTSC
86 | STG3 Repalcement | - | 113-TG-7331 | - | Temperature Gauge | - | 1 | SET | Replace | - | PTSC
87 | STG3 Repalcement | - | 113-TG-7332 | - | Temperature Gauge | - | 1 | SET | Replace | - | PTSC
88 | STG3 Repalcement | - | 113-TG-7341 | - | Temperature Gauge | - | 1 | SET | Replace | - | PTSC
91 | STG3 Repalcement | - | 113-TG-7344 | - | Temperature Gauge | - | 1 | SET | Replace | - | PTSC
92 | STG3 Repalcement | - | 113-TG-7353 | - | Temperature Gauge | - | 1 | SET | Replace | - | PTSC
93 | STG3 Repalcement | - | 113-TG-7354 | - | Temperature Gauge | - | 1 | SET | Replace | - | PTSC
94 | STG3 Repalcement | - | 113-TG-7356 | - | Temperature Gauge | - | 1 | SET | Replace | - | PTSC
95 | STG3 Repalcement | - | 113-TG-7371 | - | Temperature Gauge | - | 1 | SET | Replace | - | PTSC
96 | STG3 Repalcement | - | 113-TGW-7331 | - | Thermowell | - | 1 | SET | Replace | - | PTSC
97 | STG3 Repalcement | - | 113-TGW-7332 | - | Thermowell | - | 1 | SET | Replace | - | PTSC
98 | STG3 Repalcement | - | 113-TGW-7341 | - | Thermowell | - | 1 | SET | Replace | - | PTSC
99 | STG3 Repalcement | - | 113-TGW-7344 | - | Thermowell | - | 1 | SET | Replace | - | PTSC
100 | STG3 Repalcement | - | 113-TGW-7353 | - | Thermowell | - | 1 | SET | Replace | - | PTSC
101 | STG3 Repalcement | - | 113-TGW-7354 | - | Thermowell | - | 1 | SET | Replace | - | PTSC
102 | STG3 Repalcement | - | 113-TGW-7356 | - | Thermowell | - | 1 | SET | Replace | - | PTSC
106 | STG3 Repalcement | - | 113-TT-7305A | - | Temperature Transmitter | - | 1 | SET | Replace | Replace | PTSC
107 | STG3 Repalcement | - | 113-TT-7305B | - | Temperature Transmitter | - | 1 | SET | Replace | Replace | PTSC
113 | STG3 Repalcement | - | 113-TT-7351 | - | Temperature Transmitter | - | 1 | SET | Replace | Replace | PTSC
115 | STG3 Repalcement | - | 113-TV-7305 | - | Control Valve | - | 1 | SET | Replace | Replace | PTSC
118 | STG3 Repalcement | - | 113-UV-7331 | - | On/Off Valve | - | 1 | SET | Replace | Replace | PTSC
119 | STG3 Repalcement | - | 113-SG-7355A | - | Sight Glass | - | 1 | SET | Replace | - | PTSC
120 | STG3 Repalcement | - | 113-SG-7355B | - | Sight Glass | - | 1 | SET | Replace | - | PTSC
121 | STG3 Repalcement | - | 113-SG-7355C | - | Sight Glass | - | 1 | SET | Overhaul | - | PTSC
122 | STG3 Repalcement | - | 113-SG-7355D | - | Sight Glass | - | 1 | SET | Overhaul | - | PTSC
123 | STG3 Repalcement | - | 113-SG-7355E | - | Sight Glass | - | 1 | SET | Overhaul | - | PTSC
124 | STG3 Repalcement | - | 113-SG-7355F | - | Sight Glass | - | 1 | SET | Overhaul | - | PTSC
125 | STG3 Repalcement | - | 113-SG-7355G | - | Sight Glass | - | 1 | SET | Overhaul | - | PTSC
126 | STG3 Repalcement | - | 113-SG-7371R | - | Sight Glass | - | 1 | SET | Overhaul | - | PTSC
127 | STG3 Repalcement | - | 113-PSV-7309A | - | Pressure Relief Valve | - | 1 | SET | Overhaul | - | PTSC
128 | STG3 Repalcement | - | 113-PSV-7309B | - | Pressure Relief Valve | - | 1 | SET | Overhaul | - | PTSC
129 | STG3 Repalcement | - | 113-PSV-7309C | - | Pressure Relief Valve | - | 1 | SET | Overhaul | - | PTSC
130 | STG3 Repalcement | - | 113-PSV-7330 | - | Pressure Relief Valve | - | 1 | SET | Overhaul | - | PTSC
131 | STG3 Repalcement | - | 113-PSV-7332 | - | Pressure Relief Valve | - | 1 | SET | Overhaul | - | PTSC
132 | STG3 Repalcement | - | 113-PSV-7340 | - | Pressure Relief Valve | - | 1 | SET | Overhaul | - | PTSC
133 | STG3 Repalcement | - | 113-PSV-7354A | - | Pressure Relief Valve | - | 1 | SET | Overhaul | - | PTSC
134 | STG3 Repalcement | - | 113-PSV-7354B | - | Pressure Relief Valve | - | 1 | SET | Overhaul | - | PTSC
135 | STG3 Repalcement | - | 113-PSV-7355A | - | Pressure Relief Valve | - | 1 | SET | Overhaul | - | PTSC
136 | STG3 Repalcement | - | 113-PSV-7355B | - | Pressure Relief Valve | - | 1 | SET | Overhaul | - | PTSC
137 | STG3 Repalcement | - | 113-PSV-7355C | - | Pressure Relief Valve | - | 1 | SET | Overhaul | - | PTSC
138 | STG3 Repalcement | - | 113-PSV-7367B | - | Pressure Relief Valve | - | 1 | SET | Replace | - | PTSC
139 | STG3 Repalcement | - | 113-PSV-7367D | - | Pressure Relief Valve | - | 1 | SET | Replace | - | PTSC
140 | STG3 Repalcement | - | 113-PSV-7314 | - | Pressure Relief Valve | - | 1 | SET | Replace | - | PTSC
142 | STG3 Repalcement | - | 113-PSV-7371 | - | Pressure Relief Valve | - | 1 | SET | Overhaul | - | PTSC
143 | STG3 Repalcement | - | 113-LS-7392WL | - | Level Switch | - | 1 | SET | Replace | Replace | MES
144 | STG3 Repalcement | - | 113-PDT-7352 | - | Diff Pressure Transmitter | - | 1 | SET | Replace | Replace | MES
145 | STG3 Repalcement | - | 113-PG-7302 | - | Pressure Gauge | - | 1 | SET | Replace | - | MES
146 | STG3 Repalcement | - | 113-PG-7305 | - | Pressure Gauge | - | 1 | SET | Replace | - | MES
147 | STG3 Repalcement | - | 113-PG-7311 | - | Pressure Gauge | - | 1 | SET | Replace | - | MES
148 | STG3 Repalcement | - | 113-PG-7312 | - | Pressure Gauge | - | 1 | SET | Replace | - | MES
149 | STG3 Repalcement | - | 113-PG-7359 | - | Pressure Gauge | - | 1 | SET | Replace | - | MES
150 | STG3 Repalcement | - | 113-PS-7372 | - | Pressure Switch | - | 1 | SET | Replace | Replace | MES
151 | STG3 Repalcement | - | 113-PT-7302 | - | Pressure Transmitter | - | 1 | SET | Replace | Replace | MES
153 | STG3 Repalcement | - | 113-PT-7314 | - | Pressure Transmitter | - | 1 | SET | Replace | Replace | MES
154 | STG3 Repalcement | - | 113-PT-7360 | - | Pressure Transmitter | - | 1 | SET | Replace | Replace | MES
155 | STG3 Repalcement | - | 113-PV-7314A | - | Control Valve | - | 1 | SET | Replace | Replace | MES
156 | STG3 Repalcement | - | 113-PV-7314B | - | Control Valve | - | 1 | SET | Replace | Replace | MES
157 | STG3 Repalcement | - | 113-PZT-7303A | - | Pressure Transmitter | - | 1 | SET | Replace | Replace | MES
158 | STG3 Repalcement | - | 113-PZT-7303B | - | Pressure Transmitter | - | 1 | SET | Replace | Replace | MES
159 | STG3 Repalcement | - | 113-PZT-7303C | - | Pressure Transmitter | - | 1 | SET | Replace | Replace | MES
163 | STG3 Repalcement | - | 113-PZT-7359A | - | Pressure Transmitter | - | 1 | SET | Replace | Replace | MES
164 | STG3 Repalcement | - | 113-PZT-7359B | - | Pressure Transmitter | - | 1 | SET | Replace | Replace | MES
165 | STG3 Repalcement | - | 113-PZT-7359C | - | Pressure Transmitter | - | 1 | SET | Replace | Replace | MES
166 | STG3 Repalcement | - | 113-RO-7365 | - | Orifice Plate | - | 1 | SET | Replace | - | MES
167 | STG3 Repalcement | - | 113-RO-7366 | - | Orifice Plate | - | 1 | SET | Replace | - | MES
168 | STG3 Repalcement | - | 113-SE-7391SK | - | Key Phasor Probe | - | 1 | SET | Replace | Replace | MES
169 | STG3 Repalcement | - | 113-ST-7391SK | - | Speed Transmitter | - | 1 | SET | Replace | Replace | MES
170 | STG3 Repalcement | - | 113-SV-7376A | - | Control Valve | - | 1 | SET | Replace | Replace | MES
171 | STG3 Repalcement | - | 113-SV-7376B | - | Control Valve | - | 1 | SET | Replace | Replace | MES
172 | STG3 Repalcement | - | 113-SV-7376C | - | Control Valve | - | 1 | SET | Replace | Replace | MES
173 | STG3 Repalcement | - | 113-SV-7380A | - | Control Valve | - | 1 | SET | Replace | Replace | MES
174 | STG3 Repalcement | - | 113-SV-7380B | - | Control Valve | - | 1 | SET | Replace | Replace | MES
175 | STG3 Repalcement | - | 113-SZE-7378A | - | Speed Sensor | - | 1 | SET | Replace | Replace | MES
176 | STG3 Repalcement | - | 113-SZE-7378B | - | Speed Sensor | - | 1 | SET | Replace | Replace | MES
177 | STG3 Repalcement | - | 113-SZE-7378C | - | Speed Sensor | - | 1 | SET | Replace | Replace | MES
178 | STG3 Repalcement | - | 113-SZE-7379A | - | Speed Sensor | - | 1 | SET | Replace | Replace | MES
179 | STG3 Repalcement | - | 113-SZE-7379B | - | Speed Sensor | - | 1 | SET | Replace | Replace | MES
180 | STG3 Repalcement | - | 113-SZT-7378A | - | Speed Transmitter | - | 1 | SET | Replace | Replace | MES
181 | STG3 Repalcement | - | 113-SZT-7378B | - | Speed Transmitter | - | 1 | SET | Replace | Replace | MES
182 | STG3 Repalcement | - | 113-SZT-7378C | - | Speed Transmitter | - | 1 | SET | Replace | Replace | MES
183 | STG3 Repalcement | - | 113-SZT-7379A | - | Speed Transmitter | - | 1 | SET | Replace | Replace | MES
184 | STG3 Repalcement | - | 113-SZT-7379B | - | Speed Transmitter | - | 1 | SET | Replace | Replace | MES
185 | STG3 Repalcement | - | 113-TE-7301 | - | Thermocouple | - | 1 | SET | Replace | Replace | MES
186 | STG3 Repalcement | - | 113-TE-7310 | - | Thermocouple | - | 1 | SET | Replace | Replace | MES
187 | STG3 Repalcement | - | 113-TE-7313 | - | Thermocouple | - | 1 | SET | Replace | Replace | MES
188 | STG3 Repalcement | - | 113-TE-7351 | - | Thermocouple | - | 1 | SET | Replace | Replace | MES
189 | STG3 Repalcement | - | 113-TE-7356 | - | Thermocouple | - | 1 | SET | Replace | Replace | MES
190 | STG3 Repalcement | - | 113-TE-7392CA | - | RTD | - | 1 | SET | Replace | Replace | MES
191 | STG3 Repalcement | - | 113-TE-7392CB | - | RTD | - | 1 | SET | Replace | Replace | MES
192 | STG3 Repalcement | - | 113-TE-7392H | - | RTD | - | 1 | SET | Replace | Replace | MES
193 | STG3 Repalcement | - | 113-TE-7394U | - | RTD | - | 1 | SET | Replace | Replace | MES
194 | STG3 Repalcement | - | 113-TE-7395V | - | RTD | - | 1 | SET | Replace | Replace | MES
195 | STG3 Repalcement | - | 113-TE-7395Y | - | Thermocouple | - | 1 | SET | Replace | Replace | MES
196 | STG3 Repalcement | - | 113-TE-7396W | - | RTD | - | 1 | SET | Replace | Replace | MES
197 | STG3 Repalcement | - | 113-TG-7301 | - | Temperature Gauge | - | 1 | SET | Replace | - | MES
199 | STG3 Repalcement | - | 113-TGW-7309 | - | Thermowell | - | 1 | SET | Replace | - | MES
200 | STG3 Repalcement | - | 113-TGW-7343 | - | Thermowell | - | 1 | SET | Replace | - | MES
201 | STG3 Repalcement | - | 113-TT-7301 | - | Temperature Transmitter | - | 1 | SET | Replace | Replace | MES
202 | STG3 Repalcement | - | 113-TT-7310 | - | Temperature Transmitter | - | 1 | SET | Replace | Replace | MES
203 | STG3 Repalcement | - | 113-TT-7313 | - | Temperature Transmitter | - | 1 | SET | Replace | Replace | MES
204 | STG3 Repalcement | - | 113-TT-7356 | - | Temperature Transmitter | - | 1 | SET | Replace | Replace | MES
205 | STG3 Repalcement | - | 113-TW-7301 | - | Thermowell | - | 1 | SET | Replace | - | MES
206 | STG3 Repalcement | - | 113-TW-7310 | - | Thermowell | - | 1 | SET | Replace | - | MES
207 | STG3 Repalcement | - | 113-TW-7313 | - | Thermowell | - | 1 | SET | Replace | - | MES
208 | STG3 Repalcement | - | 113-TW-7315 | - | Thermowell | - | 1 | SET | Replace | - | MES
209 | STG3 Repalcement | - | 113-TW-7330 | - | Thermowell | - | 1 | SET | Replace | - | MES
210 | STG3 Repalcement | - | 113-TW-7340 | - | Thermowell | - | 1 | SET | Replace | - | MES
211 | STG3 Repalcement | - | 113-TW-7351 | - | Thermowell | - | 1 | SET | Replace | - | MES
212 | STG3 Repalcement | - | 113-TW-7356 | - | Thermowell | - | 1 | SET | Replace | - | MES
213 | STG3 Repalcement | - | 113-TZE-7391AA | - | RTD | - | 1 | SET | Replace | Replace | MES
214 | STG3 Repalcement | - | 113-TZE-7391AB | - | RTD | - | 1 | SET | Replace | Replace | MES
215 | STG3 Repalcement | - | 113-TZE-7391AC | - | RTD | - | 1 | SET | Replace | Replace | MES
216 | STG3 Repalcement | - | 113-TZE-7391AD | - | RTD | - | 1 | SET | Replace | Replace | MES
217 | STG3 Repalcement | - | 113-TZE-7391HA | - | RTD | - | 1 | SET | Replace | Replace | MES
218 | STG3 Repalcement | - | 113-TZE-7391HB | - | RTD | - | 1 | SET | Replace | Replace | MES
219 | STG3 Repalcement | - | 113-TZE-7391LA | - | RTD | - | 1 | SET | Replace | Replace | MES
220 | STG3 Repalcement | - | 113-TZE-7391LB | - | RTD | - | 1 | SET | Replace | Replace | MES
221 | STG3 Repalcement | - | 113-TZE-7392EA | - | RTD | - | 1 | SET | Replace | Replace | MES
222 | STG3 Repalcement | - | 113-TZE-7392EB | - | RTD | - | 1 | SET | Replace | Replace | MES
223 | STG3 Repalcement | - | 113-TZE-7392GA | - | RTD | - | 1 | SET | Replace | Replace | MES
224 | STG3 Repalcement | - | 113-TZE-7392GB | - | RTD | - | 1 | SET | Replace | Replace | MES
225 | STG3 Repalcement | - | 113-UV-7304 | - | On/Off Valve | - | 1 | SET | Replace | Replace | MES
226 | STG3 Repalcement | - | 113-UV-7307 | - | On/Off Valve | - | 1 | SET | Replace | Replace | MES
227 | STG3 Repalcement | - | 113-UV-7311 | - | On/Off Valve | - | 1 | SET | Replace | Replace | MES
228 | STG3 Repalcement | - | 113-UV-7316 | - | On/Off Valve | - | 1 | SET | Replace | Replace | MES
229 | STG3 Repalcement | - | 113-UZY-7372 | - | Solenoid Valve | - | 1 | SET | Replace | Replace | MES
230 | STG3 Repalcement | - | 113-UZY-7372A | - | Solenoid Valve | - | 1 | SET | Replace | Replace | MES
231 | STG3 Repalcement | - | 113-UZY-7372B | - | Solenoid Valve | - | 1 | SET | Replace | Replace | MES
232 | STG3 Repalcement | - | 113-UZY-7372C | - | Solenoid Valve | - | 1 | SET | Replace | Replace | MES
233 | STG3 Repalcement | - | 113-UZY-7372D | - | Solenoid Valve | - | 1 | SET | Replace | Replace | MES
234 | STG3 Repalcement | - | 113-VE-7391HX | - | Proximity Probe (X-Axis) | - | 1 | SET | Replace | Replace | MES
235 | STG3 Repalcement | - | 113-VE-7391HY | - | Proximity Probe (Y-Axis) | - | 1 | SET | Replace | Replace | MES
236 | STG3 Repalcement | - | 113-VE-7391LX | - | Proximity Probe (X-Axis) | - | 1 | SET | Replace | Replace | MES
237 | STG3 Repalcement | - | 113-VE-7391LY | - | Proximity Probe (Y-Axis) | - | 1 | SET | Replace | Replace | MES
238 | STG3 Repalcement | - | 113-VE-7392EX | - | Proximity Probe (X-Axis) | - | 1 | SET | Replace | Replace | MES
239 | STG3 Repalcement | - | 113-VE-7392EY | - | Proximity Probe (Y-Axis) | - | 1 | SET | Replace | Replace | MES
240 | STG3 Repalcement | - | 113-VE-7392GX | - | Proximity Probe (X-Axis) | - | 1 | SET | Replace | Replace | MES
241 | STG3 Repalcement | - | 113-VE-7392GY | - | Proximity Probe (Y-Axis) | - | 1 | SET | Replace | Replace | MES
242 | STG3 Repalcement | - | 113-VT-7391HX | - | Proximity Transducer | - | 1 | SET | Replace | Replace | MES
243 | STG3 Repalcement | - | 113-VT-7391HY | - | Proximity Transducer | - | 1 | SET | Replace | Replace | MES
244 | STG3 Repalcement | - | 113-VT-7391LX | - | Proximity Transducer | - | 1 | SET | Replace | Replace | MES
245 | STG3 Repalcement | - | 113-VT-7391LY | - | Proximity Transducer | - | 1 | SET | Replace | Replace | MES
246 | STG3 Repalcement | - | 113-VT-7392EX | - | Proximity Transducer | - | 1 | SET | Replace | Replace | MES
247 | STG3 Repalcement | - | 113-VT-7392EY | - | Proximity Transducer | - | 1 | SET | Replace | Replace | MES
248 | STG3 Repalcement | - | 113-VT-7392GX | - | Proximity Transducer | - | 1 | SET | Replace | Replace | MES
249 | STG3 Repalcement | - | 113-VT-7392GY | - | Proximity Transducer | - | 1 | SET | Replace | Replace | MES
250 | STG3 Repalcement | - | 113-XE-7391AA | - | Proximity Probe (Axial Displacement) | - | 1 | SET | Replace | Replace | MES
251 | STG3 Repalcement | - | 113-XE-7391AB | - | Proximity Probe (Axial Displacement) | - | 1 | SET | Replace | Replace | MES
252 | STG3 Repalcement | - | 113-XT-7391AA | - | Proximity Transducer | - | 1 | SET | Replace | Replace | MES
253 | STG3 Repalcement | - | 113-XT-7391AB | - | Proximity Transducer | - | 1 | SET | Replace | Replace | MES
254 | STG3 Repalcement | - | 113-SG-7362R | - | Sight Glass | - | 1 | SET | Replace | - | MES
255 | STG3 Repalcement | - | 113-SG-7363R | - | Sight Glass | - | 1 | SET | Replace | - | MES
256 | STG3 Repalcement | - | 113-SG-7365R | - | Sight Glass | - | 1 | SET | Replace | - | MES
257 | STG3 Repalcement | - | 113-SG-7366R | - | Sight Glass | - | 1 | SET | Replace | - | MES
258 | STG3 Repalcement | - | 113-TE-7394V | - | RTD | - | 1 | SET | Replace | Replace | MES
259 | STG3 Repalcement | - | 113-TE-7394W | - | RTD | - | 1 | SET | Replace | Replace | MES
260 | STG3 Repalcement | - | 113-TGW-7301 | - | Thermowell | - | 1 | SET | Replace | - | MES

## JUNCTION BOX
No. | Project Name | Category | Material Number | Size | Descrption | Material | Net Quantity | Unit | Result | Scope of Supply
Junction Box
JUNCTION BOX
1 | STG3 Repalcement | - | 113-JB-LZ-0003 | - | For 16 pair multi cable | - | 1 | SET | Re-use | PTSC
2 | STG3 Repalcement | - | 113-JB-A-0004 | - | For 16 pair multi cable | - | 1 | SET | Re-use | PTSC
3 | STG3 Repalcement | - | 113-JB-L-0005 | - | For 24 pair multi cable | - | 1 | SET | Re-use | PTSC
4 | STG3 Repalcement | - | 113-JB-L-0010 | - | For 16 pair multi cable | - | 1 | SET | Re-use | PTSC
5 | STG3 Repalcement | - | 113-JB-A-7331 | - | For 02 pair multi cable | - | 1 | SET | Re-use | PTSC
6 | STG3 Repalcement | - | 113-JB-A-7341 | - | For 02 pair multi cable | - | 1 | SET | Re-use | PTSC
7 | STG3 Repalcement | - | 113-JB-L-7342 | - | For 04 pair multi cable | - | 1 | SET | Re-use | PTSC
8 | STG3 Repalcement | - | 113-JB-L-7343 | - | For 04 pair multi cable | - | 1 | SET | Re-use | PTSC
9 | STG3 Repalcement | - | 113-JB-LZ-7344 | - | For 04 pair multi cable | - | 1 | SET | Re-use | PTSC
10 | STG3 Repalcement | - | 113-JB-A-7310 | - | For 02 pair multi cable | - | 1 | SET | Replace | MES
11 | STG3 Repalcement | - | 113-JB-A-7321 | - | For 02 pair multi cable | - | 1 | SET | Replace | MES
12 | STG3 Repalcement | - | 113-JB-AZ-7301 | - | For 04 pair multi cable | - | 1 | SET | Replace | MES
13 | STG3 Repalcement | - | 113-JB-ID-7302 | - | For 08 triad multi cable | - | 1 | SET | Replace | MES
14 | STG3 Repalcement | - | 113-JB-IL-7322 | - | For 04 triad multi cable | - | 1 | SET | Replace | MES
15 | STG3 Repalcement | - | 113-JB-IL-7323 | - | For 04 triad multi cable | - | 1 | SET | Replace | MES
16 | STG3 Repalcement | - | 113-JB-ILZ-7303 | - | For 08 triad multi cable | - | 1 | SET | Replace | MES
17 | STG3 Repalcement | - | 113-JB-ILZ-7304 | - | For 04 triad multi cable | - | 1 | SET | Replace | MES
18 | STG3 Repalcement | - | 113-JB-IR-7307 | - | For 12 triad multi cable | - | 1 | SET | Replace | MES
19 | STG3 Repalcement | - | 113-JB-IR-7324 | - | For 08 triad multi cable | - | 1 | SET | Replace | MES
20 | STG3 Repalcement | - | 113-JB-IR-7325 | - | For 08 triad multi cable | - | 1 | SET | Replace | MES
21 | STG3 Repalcement | - | 113-JB-L-7305 | - | For 04 pair multi cable | - | 1 | SET | Replace | MES
22 | STG3 Repalcement | - | 113-JB-L-7306A | - | For 24 pair multi cable | - | 1 | SET | Replace | MES
23 | STG3 Repalcement | - | 113-JB-L-7306B | - | For 08 pair multi cable | - | 1 | SET | Replace | MES
24 | STG3 Repalcement | - | 113-JB-L-7332 | - | For 04 pair multi cable | - | 1 | SET | Replace | MES
25 | STG3 Repalcement | - | 113-JB-L-7333 | - | For 02 pair multi cable | - | 1 | SET | Replace | MES
26 | STG3 Repalcement | - | 113-JB-LZ-7309 | - | For 04 triad multi cable | - | 1 | SET | Replace | MES
27 | STG3 Repalcement | - | 113-JB-SZ-7308 | - | For 08 pair multi cable | - | 1 | SET | Replace | MES
28 | STG3 Repalcement | - | 113A003-LP-01 | - | - | - | 1 | SET | Replace | MES

## CABLES
No. | Project Name | Category | Material Number | Size | Descrption | Net Quantity | Unit | Actual Installed | Unit | Remaining Q'ty | Unit | Remark
CABLE (for Replace)
1 | STG3 Repalcement | Main Cable | B12C02BK | 0.75 | 300V Cu/PE/PVC/SWA/FrPVC-AMS; 2Px0.75mm2; Outer Sheath: Black | 60 | M |  | M | 60 | M
2 | STG3 Repalcement | Main Cable | B12C24BK | 0.75 | 300V Cu/PE/PVC/SWA/FrPVC-AMS; 24Px0.75mm2; Outer Sheath: Black | 2090 | M | 2040 | M | 50 | M
3 | STG3 Repalcement | Main Cable | B12C08BK | 0.75 | 300V Cu/PE/PVC/SWA/FrPVC-AMS; 24Px0.75mm2; Outer Sheath: Black | 1060 | M | 1060 | M | 0 | M | - Cable pulling has been completed; however, cable termination has not yet been installed.
4 | STG3 Repalcement | Main Cable | B12D02BK | 1 | 300V Cu/PE/PVC/SWA/FrPVC-AMS; 2Px1mm2; Outer Sheath: Black | 2195 | M | 2195 | M | 0 | M
5 | STG3 Repalcement | Main Cable | B12C04BK | 0.75 | 300V Cu/PE/PVC/SWA/FrPVC-AMS 4Px0.75mm2; Outer Sheath: Black | 2210 | M | 2210 | M | 0 | M
6 | STG3 Repalcement | Main Cable | B12C16BK | 0.75 | 300V Cu/PE/PVC/SWA/FrPVC-AMS 16Px0.75mm2; Outer Sheath: Black | 515 | M | 515 | M | 0 | M
7 | STG3 Repalcement | Main Cable | B32C16BK | 0.75 | 500V Cu/Mica/XLPE/LSZH/SWA/L SZH-AMS 16Px0.75mm2; Outer Sheath: Black | 510 | M | 510 | M | 0 | M
8 | STG3 Repalcement | Main Cable | B32C04BK | 0.75 | 500V Cu/Mica/XLPE/LSZH/SWA/L SZH-AMS 4Px0.75mm2 Outer Sheath: Black | 1630 | M | 1630 | M | 0 | M
9 | STG3 Repalcement | Main Cable | C16C08BK | 0.75 | 300V Cu/PE/PVC/SWA/FrPVC-I/CAMS 8Tx0.75mm2 Outer Sheath: Black | 540 | M | 540 | M | 0 | M
10 | STG3 Repalcement | Main Cable | C34C12BK | 0.75 | 500V Cu/Mica/XLPE/LSZH/SWA/L SZH-I/CAMS 12Tx0.75mm2 Outer Sheath: Black | 535 | M | 535 | M | 0 | M
11 | STG3 Repalcement | Main Cable | C34C08BK | 0.75 | 500V Cu/Mica/XLPE/LSZH/SWA/L SZH-I/CAMS 8Tx0.75mm2 Outer Sheath: Black | 540 | M | 540 | M | 0 | M
12 | STG3 Repalcement | Main Cable | B32G08BK | 2.5 | 500V Cu/Mica/XLPE/LSZH/SWA/L SZH-AMS 8Px2.5mm2 Outer Sheath: Black | 50 | M |  | M | 50 | M
13 | STG3 Repalcement | Main Cable | C34C08BL | 0.75 | 500V Cu/Mica/XLPE/LSZH/SWA/L SZH-I/CAMS 8Tx0.75mm2 Outer Sheath: Light Blue | 1080 | M | 1080 | M | 0 | M
14 | STG3 Repalcement | Main Cable | C34C04BL | 0.75 | 500V Cu/Mica/XLPE/LSZH/SWA/L SZH-I/CAMS 4Tx0.75mm2 Outer Sheath: Light Blue | 1605 | M | 1605 | M | 0 | M
15 | STG3 Repalcement | Main Cable | A22J02BK | 6 | 0.6/1kV Cu/XLPE/PVC/SWA/Fr-PVCAMS 2x6mm2. Outer Sheath: Black | 1100 | M | 1100 | M | 0 | M
16 | STG3 Repalcement | Wiring | B12D01BK | 1 | 300V Cu/PE/PVC/SWA/FrPVC-AMS 1Px1mm2 Outer Sheath: Black | 1920 | M |  | M | 1920 | M
17 | STG3 Repalcement | Wiring | B32D01BK | 1 | 500V Cu/Mica/XLPE/LSZH/SWA/L SZH-AMS 1Px1mm2 Outer Sheath: Black | 750 | M |  | M | 750 | M
19 | STG3 Repalcement | Wiring | TK12E01GN | 1.3 | KX/PE/OSCR/PVC/SWA/PV C-FR-UV 1PR x 1.3mm2 Outer Sheath: Green | 280 | M |  | M | 280 | M
21 | STG3 Repalcement | Wiring | B12G01BK | 2.5 | 500V Cu/PE/PVC/SWA/FrPVC-AMS 1Px2.5mm2 Outer Sheath: Black | 300 | M |  | M | 300 | M
23 | STG3 Repalcement | Wiring | B32F01BK | 1.5 |  | 400 | M |  | M | 400 | M
25 | STG3 Repalcement | Wiring | B32F02BK | 1.5 | 500V Cu/Mica/XLPE/LSZH/SWA/L SZH-AMS 2Px1.5mm2 Outer Sheath: Black | 200 | M |  | M | 200 | M
27 | STG3 Repalcement | Wiring | Vender Special Cable (1 Pair) | - | - | 600 | M |  | M | 600 | M
29 | STG3 Repalcement | Wiring | Vender Special Cable (1 Pair for Proximity Probe) | - | - | 800 | M |  | M | 800 | M
31 | STG3 Repalcement | Wiring | Vender Special Cable (1 Triad for RTD) | - | - | 1100 | M |  | M | 1100 | M
33 | STG3 Repalcement | Wiring | Vender Special Cable (Type K) | - | - | 50 | M |  | M | 50 | M

## CABLE TRAY AND GLAND
No. | Project Name | Descrption | Material | Net Quantity | Unit | Remark
CABLE TRAY AND ACESSORIES
1 | STG3 Repalcement | Perforated Cable Tray size W50xH50xT2mm and Cover, Material Hot Dip Galvanized including Bolt & Nut, Washer, Earthing jumper as required. | HDG | 1500 | Mét
1 | STG3 Repalcement | Perforated Cable Tray size W200xH75xT2mm and Cover, Material Hot Dip Galvanized including Bolt & Nut, Washer as required. | HDG | 90 | Mét
4 | STG3 Repalcement | Perforated Cable Tray size W100xH75xT2mm and Cover, Material Hot Dip Galvanized including Bolt & Nut, Washer as required. | HDG | 24 | Mét
6 | STG3 Repalcement | Perforated Cable Tray size W100xH50xT2mm and Cover, Material Hot Dip Galvanized including Bolt & Nut, Washer as required. | HDG | 60 | Mét
7 | STG3 Repalcement | Perforated Cable Tray size W300xH100xT2mm and Cover, Material Hot Dip Galvanized including Bolt & Nut, Washer as required. | HDG | 60 | Mét
8 | STG3 Repalcement | Perforated Tray Fitting size W50xH50xT2mm; Outside Vertical 90 Degree + Cover. Material Hot Dip Galvanized including Bolt & Nut, Washer as required. | HDG | 10 | Cái
9 | STG3 Repalcement | Perforated Tray Fitting size W100xH75xT2mm; Outside Vertical 90 Degree + Cover. Material Hot Dip Galvanized including Bolt & Nut, Washer as required. | HDG | 10 | Cái
10 | STG3 Repalcement | Perforated Tray Fitting size W200xH75xT2mm; Outside Vertical 90 Degree + Cover. Material Hot Dip Galvanized including Bolt & Nut, Washer as required. | HDG | 10 | Cái
11 | STG3 Repalcement | Perforated Tray Fitting size W100xH50xT2mm; Outside Vertical 90 Degree + Cover. Material Hot Dip Galvanized including Bolt & Nut, Washer as required. | HDG | 10 | Cái
12 | STG3 Repalcement | Perforated Tray Fitting size W50xH50xT2mm; inside Vertical 90 Degree + Cover. Material Hot Dip Galvanized including Bolt & Nut, Washer as required. | HDG | 10 | Cái
13 | STG3 Repalcement | Perforated Tray Fitting size W100xH75xT2mm; Inside Vertical 90 Degree + Cover. Material Hot Dip Galvanized including Bolt & Nut, Washer as required. | HDG | 10 | Cái
14 | STG3 Repalcement | Perforated Tray Fitting size W200xH75xT2mm; Inside Vertical 90 Degree + Cover. Material Hot Dip Galvanized including Bolt & Nut, Washer as required. | HDG | 10 | Cái
15 | STG3 Repalcement | Perforated Tray Fitting size W100xH50xT2mm; Inside Vertical 90 Degree + Cover. Material Hot Dip Galvanized including Bolt & Nut, Washer as required. | HDG | 10 | Cái
16 | STG3 Repalcement | Perforated Tray Fitting Horizontal Tee W200xH75xT2mm ; HDG Horizontal Tee + Cover. Material Hot Dip Galvanized including Bolt & Nut, Washer as required. | HDG | 5 | Cái
17 | STG3 Repalcement | Perforated Tray Fitting Horizontal Tee W100xH50xT2mm ; HDG Horizontal Tee + Cover. Material Hot Dip Galvanized including Bolt & Nut, Washer as required. | HDG | 5 | Cái
18 | STG3 Repalcement | Perforated Tray Fitting Horizontal Tee W50xH50xT2mm ; HDG Horizontal Tee + Cover. Material Hot Dip Galvanized including Bolt & Nut, Washer as required. | HDG | 5 | Cái
19 | STG3 Repalcement | Perforated Tray Fitting Reducer 100x50 mm ; HDG Reducer + Cover. Material Hot Dip Galvanized including Bolt & Nut, Washer as required. | HDG | 5 | Cái
20 | STG3 Repalcement | Perforated Tray Fitting Reducer 200x50 mm ; HDG Reducer + Cover. Material Hot Dip Galvanized including Bolt & Nut, Washer as required. | HDG | 5 | Cái
21 | STG3 Repalcement | Perforated Tray Fitting Reducer 200x100 mm ; HDG Reducer + Cover. Material Hot Dip Galvanized including Bolt & Nut, Washer as required. | HDG | 5 | Cái
22 | STG3 Repalcement | Perforated Tray Fitting Reducer 450x50 mm ; HDG Reducer + Cover. Material Hot Dip Galvanized including Bolt & Nut, Washer as required. | HDG | 5 | Cái
23 | STG3 Repalcement | Perforated Tray Fitting Reducer 450x100 mm ; HDG Reducer + Cover. Material Hot Dip Galvanized including Bolt & Nut, Washer as required. | HDG | 5 | Cái
24 | STG3 Repalcement | Perforated Tray Fitting Reducer 450x200 mm ; HDG Reducer + Cover. Material Hot Dip Galvanized including Bolt & Nut, Washer as required. | HDG | 5 | Cái
25 | STG3 Repalcement | Perforated Tray Fitting Elbow W50xH50xT2mm ; HDG Horizontal Elbow 90 Degree + Cover. Material Hot Dip Galvanized including Bolt & Nut, Washer as required. | HDG | 5 | Cái
26 | STG3 Repalcement | Perforated Tray Fitting Elbow W100xH50xT2mm ; HDG Horizontal Elbow 90 Degree + Cover. Material Hot Dip Galvanized including Bolt & Nut, Washer as required. | HDG | 5 | Cái
27 | STG3 Repalcement | Perforated Tray Fitting Elbow W200xH75xT2mm ; HDG Horizontal Elbow 90 Degree + Cover. Material Hot Dip Galvanized including Bolt & Nut, Washer as required. | HDG | 5 | Cái
28 | STG3 Repalcement | Perforated Tray Splice joint plate H50mm ; HDG Expansion & Splice joint plate H50mm and Head Squard neck bolt/nut/washer. | HDG | 1500 | Bộ
28 | STG3 Repalcement | Perforated Tray Splice joint plate H75mm ; HDG Expansion & Splice joint plate H50mm and Head Squard neck bolt/nut/washer. | HDG | 300 | Bộ
29 | STG3 Repalcement | Perforated Tray Blind End Cap plate H50mm ; HDG Blind End Cap plate H50mm and Head Squard neck bolt/nut/washer. | HDG | 10 | Bộ
30 | STG3 Repalcement | Perforated Tray Blind End Cap plate H75mm ;HDG Blind End Cap plate H50mm and Head Squard neck bolt/nut/washer. | HDG | 10 | Bộ
31 | STG3 Repalcement | Hot Dip Galvanized Beam Clamp support for cable tray | HDG | 1000 | Bộ
32 | STG3 Repalcement | Hot Dip Galvanized Hold Down Clamp for support cable tray | HDG | 2000 | Bộ
33 | STG3 Repalcement | Head Square Neck Bolt M8 x 20mm + Flat Washer M8 + Hex Nut M8 | HDG | 3000 | Bộ
34 | STG3 Repalcement | Cable Ladder W300xH150xT2mm and Cover, Material Hot Dip Galvanized including Bolt & Nut, Washer, Earthing jumper as required. | HDG | 120 | Mét
35 | STG3 Repalcement | Cable Ladder W450xH150xT2mm and Cover, Material Hot Dip Galvanized including Bolt & Nut, Washer, Earthing jumper as required. | HDG | 80 | Mét
36 | STG3 Repalcement | Cable Ladder Fitting size W450xH150xT2mm; Inside Verticall 90 Degree + Cover. Material Hot Dip Galvanized including Bolt & Nut, Washer as required. | HDG | 5 | Bộ
37 | STG3 Repalcement | Cable Ladder Fitting size W450xH150xT2mm; Outside Vertical 90 Degree + Cover. Material Hot Dip Galvanized including Bolt & Nut, Washer as required. | HDG | 5 | Bộ
38 | STG3 Repalcement | Cable LadderFitting Elbow W450xH150xT2mm ; HDG Horizontal Elbow 90 Degree + Cover. Material Hot Dip Galvanized including Bolt & Nut, Washer as required. | HDG | 5 | Bộ
39 | STG3 Repalcement | Cable Ladder Fitting Horizontal Tee W450xH150xT2mm ; HDG Horizontal Tee + Cover. Material Hot Dip Galvanized including Bolt & Nut, Washer as required. | HDG | 5 | Bộ
40 | STG3 Repalcement | Cable Ladder Fitting size W300xH150xT2mm; Inside Verticall 90 Degree + Cover. Material Hot Dip Galvanized including Bolt & Nut, Washer as required. | HDG | 5 | Bộ
41 | STG3 Repalcement | Cable Ladder Fitting size W300xH150xT2mm; Outside Vertical 90 Degree + Cover. Material Hot Dip Galvanized including Bolt & Nut, Washer as required. | HDG | 5 | Bộ
42 | STG3 Repalcement | Cable Ladder Fitting Elbow W300xH150xT2mm ; HDG Horizontal Elbow 90 Degree + Cover. Material Hot Dip Galvanized including Bolt & Nut, Washer as required. | HDG | 5 | Bộ
43 | STG3 Repalcement | Cable Ladder Fitting Horizontal Tee W300xH150xT2mm ; HDG Horizontal Tee + Cover. Material Hot Dip Galvanized including Bolt & Nut, Washer as required. | HDG | 5 | Bộ
44 | STG3 Repalcement | Leadder Tray Splice joint plate H150mm ; HDG Expansion & Splice joint plate H150mm and Head Squard neck bolt/nut/washer. | HDG | 5 | Bộ
45 | STG3 Repalcement | Leadder Tray Blind End Cap plate H150mm ;HDG Blind End Cap plate H150mm and Head Squard neck bolt/nut/washer. | HDG | 5 | Bộ
46 | STG3 Repalcement | HDG Expansion & Splice joint plate H150mm and Head Squard neck bolt/nut/washer | HDG | 156 | Bộ
47 | STG3 Repalcement | Hot Dip Galvanized Beam Clamp support for cable tray | HDG | 250 | Bộ
48 | STG3 Repalcement | Hot Dip Galvanized Hold Down Clamp for support cable tray | HDG | 250 | Bộ
49 | STG3 Repalcement | Head Square Neck Bolt M8 x 20mm + Flat Washer M8 + Hex Nut M8 | HDG | 250 | Bộ
50 | STG3 Repalcement | Steel Channel (C-100x50x5t), Channel, ASTM, A36, Hot Dipped Galvanized, Metric | HDG | 60 | Mét
CABLE GLAND
1 | STG3 Repalcement | Cable Gland M20S x 1.5 (E1FU). Cable Gland Reversible armour clamp EExe / EExd IIc IP66 ISO metric. Merial name: W-CGD-32-001 | - | 250 | SET
2 | STG3 Repalcement | Cable Gland M20 x 1.5 (E1FU) . Cable Gland Reversible armour clamp EExe / EExd IIc IP66 ISO metric. Merial name: W-CGD-32-003 | - | 40 | SET
3 | STG3 Repalcement | Cable Gland M25S x 1.5 (E1FU) With Special Wire Cone (RE) . Cable Gland Reversible armour clamp EExe / EExd IIc IP66 ISO metric. Merial name: W-CGD-32-006 | - | 10 | SET
4 | STG3 Repalcement | Cable Gland M25 x 1.5 (E1FU). Cable Gland Reversible armour clamp EExe / EExd IIc IP66 ISO metric. Merial name: W-CGD-32-007 | - | 5 | SET
5 | STG3 Repalcement | Cable Gland M25S x 1.5 (E1FU) With Special Wire Cone (RE) . Cable Gland Reversible armour clamp EExe / EExd IIc IP66 ISO metric. Merial name: W-CGD-32-008 | - | 5 | SET
6 | STG3 Repalcement | Cable Gland M32 x 1.5 (E1FU) With Special Wire Cone (RE) . Cable Gland Reversible armour clamp EExe / EExd IIc IP66 ISO metric. Merial name: W-CGD-32-010 | - | 10 | SET
7 | STG3 Repalcement | Cable Gland M40 x 1.5 (E1FU). Cable Gland Reversible armour clamp EExe / EExd IIc IP66 ISO metric. Merial name: W-CGD-32-011 | - | 5 | SET
8 | STG3 Repalcement | Cable Gland M40 x 1.5 (E1FU) With Special Wire Cone (RE). Cable Gland Reversible armour clamp EExe / EExd IIc IP66 ISO metric. Merial name: W-CGD-32-012 | - | 14 | SET
9 | STG3 Repalcement | Cable Gland M40/50S x 1.5(E1FU). Cable Gland Reversible armour clamp EExe / EExd IIc IP66 ISO metric. Merial name: W-CGD-32-013 | - | 8 | SET

## AIR HOOKUP
No. | Project Name | Category | Material Name | Size | Descrption | Material | Net Quantity | Unit | Note
IMPULSE LINE HOOK-UP
1 | STG3 Repalcement | Hookup | Cap Union | 6mmOD | Cap Union /A182 Gr. F316L | - | 38 | PC
2 | STG3 Repalcement | Hookup | Connector | 12mmODx3/4"NPTF | Female Connector / A182 Gr. F316L | - | 1 | PC
3 | STG3 Repalcement | Hookup | Connector | 12mmODx1/2" NPTM | Male Connector /A182 Gr. F316L | - | 31 | PC
4 | STG3 Repalcement | Hookup | Connector | 12mmODx3/4" NPTM | Male Connector /A182 Gr. F316L | - | 6 | PC
5 | STG3 Repalcement | Hookup | Connector | 12mmODx3/4"NPTM | Male Connector /A182 Gr. F316L | - | 16 | PC
6 | STG3 Repalcement | Hookup | Connector | 6mmODx1/4" NPTM | Male Connector /A182 Gr. F316L | - | 38 | PC
7 | STG3 Repalcement | Hookup | Connector | 12mmODx1/2" NPTM | Male Connector /Monel | - | 4 | PC
8 | STG3 Repalcement | Hookup | Drip Ring | - | Drip Ring | - | 2 | PC
9 | STG3 Repalcement | Hookup | Elbow | 1/2" BW | 90 Elbow /A182 Gr. F316L 3000lb | - | 14 | PC
10 | STG3 Repalcement | Hookup | Flange | 1/2" RJWN | Flange /A182 F347 CL 2500RJ | - | 8 | PC
11 | STG3 Repalcement | Hookup | Flange | 3/4" RJ | Flange /A312 F347 CL 2500RJ | - | 1 | PC
12 | STG3 Repalcement | Hookup | Gasket | 1-1/2" | Gasket / SS TP316 CL300 RF 4.5T | - | 4 | PC
13 | STG3 Repalcement | Hookup | Gasket | 1/2" RJ | Gasket / SS TP347 CL2500 RJ | - | 5 | PC
14 | STG3 Repalcement | Hookup | Gasket | 3/4" | Gasket / SS TP347 CL2500 RJ | - | 1 | PC
15 | STG3 Repalcement | Hookup | Gasket | 2" | Gasket /Sheet Gasket NBR CL300 FF 1.5T | - | 4 | PC
16 | STG3 Repalcement | Hookup | Gasket | 3/4" | Gasket /SS/ TP316 CL300 RF 4.5T | - | 1 | PC
17 | STG3 Repalcement | Hookup | Gauge Siphone | - | Gauge Siphone | - | 3 | PC
18 | STG3 Repalcement | Hookup | Manifold | 1/2" NPTF x 1/2" Flange | Manifold 2-Valves/ 316SS | - | 4 | PC
19 | STG3 Repalcement | Hookup | Manifold | 1/2" NPTF x 3/4" NPTM | Manifold 2-Valves/ 316SS | - | 5 | PC
20 | STG3 Repalcement | Hookup | Manifold | 1/2" NPTM x 1/2" NPTF | Manifold 2-Valves/ 316SS | - | 17 | PC
21 | STG3 Repalcement | Hookup | Manifold | 1/2" NPTF x 1/2" Flange | Manifold 5-Valves/ 316SS | - | 4 | PC
22 | STG3 Repalcement | Hookup | Manifold | 1/2" NPTM x 1/2" PIPE BW | Manifold 5-Valves/ 316SS | - | 2 | PC
23 | STG3 Repalcement | Hookup | Needle Valve | 1/2" NPTF x 1/2" NPTF | Needle Valve /Monel | - | 2 | PC
24 | STG3 Repalcement | Hookup | Pipe | 1/2" | Pipe /A312 Gr TP 347 Sch 160s | - | 18 | M
25 | STG3 Repalcement | Hookup | Pipe nipple | 1/2" | Pipe nipple/A312 Gr TP 347 Sch 160s | - | 8 | M
26 | STG3 Repalcement | Hookup | Plug | 1/2" NPTM | Hex Plug /Monel | - | 2 | PC
27 | STG3 Repalcement | Hookup | Plug | 1/2"NPTM | Plug /A182 Gr. WP 347 | - | 6 | PC
28 | STG3 Repalcement | Hookup | Reducer | 3/4"x12/2" BW | Reducer | - | 1 | PC
29 | STG3 Repalcement | Hookup | Seal Condensate Pot | 3" | Seal Condensate Pot /A312 Gr TP347 | - | 3 | PC
30 | STG3 Repalcement | Hookup | Stud Bolt & Nut | 3/4"x125mmL | Stud Bolt & Nut / A453 Gr.660/ A453 Gr.660 | - | 20 | PC
31 | STG3 Repalcement | Hookup | Stud Bolt & Nut | 3/4"x130mmL | Stud Bolt & Nut / A453 Gr.660/ A453 Gr.660 | - | 4 | PC
32 | STG3 Repalcement | Hookup | Stud Bolt & Nut | 3/4"x95mmL | Stud Bolt & Nut /A193 Gr.B7 /A194 Gr.2H | - | 32 | PC
33 | STG3 Repalcement | Hookup | Stud Bolt & Nut | 5/8" x75mmL | Stud Bolt & Nut /A193 Gr.B7 /A194 Gr.2H | - | 4 | PC
34 | STG3 Repalcement | Hookup | Stud Bolt & Nut | 5/8" x 135mmL | Stud Bolt & Nut /A307 Gr B/A563 Gr A | - | 32 | PC
35 | STG3 Repalcement | Hookup | Tube | 12mmODx2.0mmt | Monel Tube /UNS No.4400 | - | 0.8 | M
36 | STG3 Repalcement | Hookup | Tube | 12mmODx2.0mmt | Stainless Tube /A269 GR.TP316L | - | 18 | M
37 | STG3 Repalcement | Hookup | Tube | 12nmODx2.0mmt | Stainless Tube /A269 GR.TP316L | - | 144 | M
38 | STG3 Repalcement | Hookup | Tube | 6mmODx1.0mmt | Stainless Tube /A269 GR.TP316L | - | 15.2 | M
39 | STG3 Repalcement | Hookup | Tube Plug | 12mmOD | Tube Plug /A182 Gr. F316L | - | 15 | PC
40 | STG3 Repalcement | Hookup | Union Connector | 12mmODx12mmOD | Union Connector /A182 Gr. F316L | - | 3 | PC
41 | STG3 Repalcement | Hookup | Union Connector | 12nmODx12mmOD | Union Connector /A182 Gr. F316L | - | 20 | PC
42 | STG3 Repalcement | Hookup | Union Connector | 12nmODx12mmODx12mmOD | Union Tee Connector /A182 Gr. F316L | - | 15 | PC
43 | STG3 Repalcement | Hookup | Vent Plug | 1/2" NPTM | Vent Plug (Long) /Monel | - | 2 | PC
44 | STG3 Repalcement | Hookup | Vent Plug | 1/4' NPTM | Vent Plug /A182 Gr. F316 | - | 1 | PC
45 | STG3 Repalcement | Hookup | Angle | L40x40x5t | Angle | - | 34 | M
46 | STG3 Repalcement | Hookup | U-Bolt | - | U-Bolt | - | 68 | SET |  | Reference Document : S-000-1378-0003V_2
AIR TUBING FOR VALVE | [9 empty] | Material number | Size | Material | Note
1 | STG3 Repalcement | Air | Ball Valve | 3/4" | Ball Valve | 316 SS A476 Bolted body, 316 SS A476 Ball and Stem, PTFE Packing | 1 | PC | Ball Valve Quarter turn level handle 800lb Ends threaded NPTF (For IA) | P-BLV-12-203 | 3/4"NPTF | 316 SS A476 Bolted body, 316 SS A476 Ball and Stem, PTFE Packing
2 | STG3 Repalcement | Air | Eblow | 1" | Eblow | ASTM A182 Gr. F316 | 2 | PC | 90deg Elbow 3000lb Ends threaded NPT ASME B16.11 (FOR IA) | P-ELB-12-003 | 1”NPTF | ASTM A182 Gr. F316
3 | STG3 Repalcement | Air | Eblow | 1/2" | Eblow | ASTM A182 Gr. F316 | 14 | PC | 90deg Elbow 3000lb Ends threaded NPT ASME B16.11 (FOR IA) | P-ELB-12-001 | 1/2”NPTF | ASTM A182 Gr. F316
4 | STG3 Repalcement | Air | Eblow | 3/4" | Eblow | ASTM A182 Gr. F316 | 5 | PC | 90deg Elbow 3000lb Ends threaded NPT ASME B16.11 (FOR IA) | P-ELB-12-002 | 3/4”NPTF | ASTM A182 Gr. F316
5 | STG3 Repalcement | Air | Pipe | 1" | Pipe | ASTM A312 Gr. TP316L | 10.059 | M |  | P-PIP-13-003 | 1" Sch80S | ASTM A312 Gr. TP316L
6 | STG3 Repalcement | Air | Pipe | 1/2" | Pipe | ASTM A312 Gr. TP316L | 111.288 | M | 1/2" Sch80 L=6m; | P-PIP-13-001 | 1/2" Sch80S | ASTM A312 Gr. TP316L
7 | STG3 Repalcement | Air | Pipe | 3/4" | Pipe | ASTM A312 Gr. TP316L | 26.532 | M | 1" Sch80 L=6m | P-PIP-13-002 | 3/4" Sch80S | ASTM A312 Gr. TP316L
8 | STG3 Repalcement | Air | Plug | 3/4" | Plug | ASTM A182 Gr. F316 | 1 | PC | Plug Hexagonl head Ends threaded NPT ASME B16.11 (FOR IA) | P-PLG-12-013 | 3/4"NPTM | ASTM A182 Gr. F316
9 | STG3 Repalcement | Air | Reducer | 1"x3/4" | Reducer | ASTM A182 Gr. F316 | 2 | PC | Reducing Bushing 3000lb Ends threaded NPT ASME B16.11 (FOR IA) | P-RDB-12-002 | 1"NPTM x 3/4"NPTF | ASTM A182 Gr. F316
10 | STG3 Repalcement | Air | Reducer | 1x1/2" | Reducer | ASTM A182 Gr. F316 | 2 | PC | Reducing Bushing 3000lb Ends threaded NPT ASME B16.11 (FOR IA) | P-RDB-12-003 | 1"NPTM x 1/2"NPTF | ASTM A182 Gr. F316
11 | STG3 Repalcement | Air | Reducer | 1x3/4" | Reducer | ASTM A182 Gr. F316 | 3 | PC | Reducing Bushing 3000lb Ends threaded NPT ASME B16.11 (FOR IA) | P-RDB-12-002 | 1"NPTM x 3/4"NPTF | ASTM A182 Gr. F316
12 | STG3 Repalcement | Air | Reducer | 3/4"x1/2" | Reducer | ASTM A182 Gr. F316 | 17 | PC | Reducing Bushing 3000lb Ends threaded NPT ASME B16.11 (FOR IA) | P-RDB-12-001 | 3/4"NPTM x 1/2"NPTF | ASTM A182 Gr. F316
13 | STG3 Repalcement | Air | Tee | 1"NPTF | Pipe | ASTM A182 Gr. F316 | 5 | PC | Straight Tee 3000lb Ends threaded NPT ASME B16.11 (FOR IA) | P-STT-12-003 | 1"NPTF | ASTM A182 Gr. F316
14 | STG3 Repalcement | Air | Tee | 1/2" NPTF | Pipe | ASTM A182 Gr. F316 | 5 | PC | Straight Tee 3000lb Ends threaded NPT ASME B16.11 (FOR IA) | P-STT-12-001 | 1/2"NPTF | ASTM A182 Gr. F316
15 | STG3 Repalcement | Air | Tee | 3/4" NPTF | Pipe | ASTM A182 Gr. F316 | 14 | PC | Straight Tee 3000lb Ends threaded NPT ASME B16.11 (FOR IA) | P-STT-12-002 | 3/4"NPTF | ASTM A182 Gr. F316
16 | STG3 Repalcement | Air | Angle | L40x40x5t | Pipe | C.S. HOT DIP GALVAIZED | 25 | M | Straight Tee 3000lb Ends threaded NPT ASME B16.11 (FOR IA) |  | L40x40x5t | C.S. HOT DIP GALVAIZED
17 | STG3 Repalcement | Air | U-Bolt | - | Pipe | 316SS | 50 | SET |  |  | 2" M6 (Adjusted considering size) | C.S. HOT DIP GALVAIZED

## CONTROL DATA for Spec (hidden)
No. | Tag Number | Instrument Type Desc. | Service | Datasheet Document | IN / OUT Package | Instrument | from "Verification-Instrument Device-To MES_MES Reply update 27-06-25" document | From "Available of Same Model - Instrument Status 20250617" | From "Instrument Device Status-10.07.2025" | Instrument Sheet
1 | 113-AT-0001 | Analyzer Transmitter | TSCW from 113A006 | S-113-1375-0101S DATA SHEET FOR ANALYZER | IN | #REF! | #REF! | Pending | #REF! | Yes
2 | 113-FE-0030 | Orifice Plate | HPS TO HDR | S-113-1373-0602S_Data sheet for Venturi Tube | IN | #REF! | #REF! | Pending | #REF! | Yes
3 | 113-FT-0030 | DP Flow Transmitter | HPS TO HDR | S-113-1373-0101S_Data sheet for Electric Transmitter (Unit 113) | IN | #REF! | #REF! | Pending | #REF! | Yes
4 | 113-FE-0031 | Orifice Plate | TSCW TO HDR | S-130-1373-0601S_Data sheet for Orifice Plates | IN | #REF! | #REF! | Pending | #REF! | Yes
5 | 113-FT-0031 | DP Flow Transmitter | TSCW TO HDR | S-113-1373-0101S_Data sheet for Electric Transmitter (Unit 113) | IN | #REF! | #REF! | Pending | #REF! | Yes
6 | 113-FE-7315 | Orifice Plate | HHPS TO 113ST006 | S-130-1373-0601S_Data sheet for Orifice Plates | IN | #REF! | #REF! | Pending | #REF! | Yes
7 | 113-FT-7315 | DP Flow Transmitter | HHPS TO 113ST006 | S-113-1373-0101S_Data sheet for Electric Transmitter (Unit 113) | IN | #REF! | #REF! | Pending | #REF! | Yes
8 | 113-HV-0005 | Motor Operated Valve | CSWS TO 113ST601E01 | TBD | OUT | #REF! | #REF! | Pending | #REF! | Yes
9 | 113-HV-0006 | Motor Operated Valve | CSWR FRM 113ST601E01 | TBD | OUT | #REF! | #REF! | Pending | #REF! | Yes
10 | 113-HV-0015 | Motor Operated Valve | CSWS TO 113ST601E01 | TBD | OUT | #REF! | #REF! | Pending | #REF! | Yes
11 | 113-HV-0016 | Motor Operated Valve | CSWR FRM 113ST601E01 | TBD | OUT | #REF! | #REF! | Pending | #REF! | Yes
12 | 113-HV-7341A | Motor Operated Valve | MOTIVE STEAMSHUT VALVE | TBD | OUT | #REF! | #REF! | 0 (Not Clear) | #REF! | Yes
13 | 113-HV-7341B | Motor Operated Valve | MOTIVE STEAMSHUT VALVE | TBD | OUT | #REF! | #REF! | Pending | #REF! | Yes
14 | 113-LT-7342 | DP Level Transmitter | MAIN CONDENSER LEVEL | TBD | OUT | #REF! | #REF! | Pending | #REF! | Yes
15 | 113-LV-7342A | Control Valve | MAIN CONDENSER LEVEL | TBD | OUT | #REF! | #REF! | Pending | #REF! | Yes
16 | 113-LV-7342B | Control Valve | MAIN CONDENSER LEVEL | TBD | OUT | #REF! | #REF! | Pending | #REF! | Yes
17 | 113-LZT-7343A | DP Level Transmitter | MAIN CONDENSER LEVELA | TBD | OUT | #REF! | #REF! | Pending | #REF! | Yes
18 | 113-LZT-7343B | DP Level Transmitter | MAIN CONDENSER LEVELB | TBD | OUT | #REF! | #REF! | Pending | #REF! | Yes
19 | 113-LZT-7343C | DP Level Transmitter | MAIN CONDENSER LEVELC | TBD | OUT | #REF! | #REF! | Pending | #REF! | Yes
20 | 113-LG-7356 | Level Gauge | LO TANK LEVEL | TBD | OUT | #REF! | #REF! | Pending | #REF! | Yes
21 | 113-LT-7356 | Level Transmitter Displacer | LO TANK LEVEL | VS2158-412-A-154_6 LUBE OIL UNIT SPECIFICATION | OUT | #REF! | #REF! | OK (No need to issue Datasheet) | #REF! | Yes
22 | 113-LT-7371 | Level Transmitter Displacer | CO TANK LEVEL | TBD | OUT | #REF! | #REF! | Pending | #REF! | Yes
23 | 113-LG-7371 | Level Gauge | CO TANK LEVEL | TBD | OUT | #REF! | #REF! | Pending | #REF! | Yes
24 | 113-LS-7392WL | Level Switch | GEN COOL WATER LEAKAGE | TBD | OUT | #REF! | #REF! | Pending | #REF! | Yes
25 | 113-PG-7302 | Pressure Gauge | STEAM TURBINE PRESS | TBD | OUT | #REF! | #REF! | Pending | #REF! | Yes
26 | 113-PT-7302 | Pressure Transmitter | EXH STEAM PRESS | TBD | OUT | #REF! | #REF! | Pending | #REF! | Yes
27 | 113-PZT-7303A | Pressure Transmitter | EXH STEAM PRESS A | TBD | OUT | #REF! | #REF! | Pending | #REF! | Yes
28 | 113-PZT-7303B | Pressure Transmitter | EXHSTEAM PRESS B | TBD | OUT | #REF! | #REF! | Pending | #REF! | Yes
29 | 113-PZT-7303C | Pressure Transmitter | EXH STEAM PRESS C | TBD | OUT | #REF! | #REF! | Pending | #REF! | Yes
30 | 113-PG-7305 | Pressure Gauge | 1st STAGE STEAM PRESS | TBD | OUT | #REF! | #REF! | Pending | #REF! | Yes
31 | 113-PZT-7310B | Pressure Transmitter | EXT STEAM PRESS B | TBD | OUT | #REF! | #REF! | Pending | #REF! | Yes
32 | 113-PZT-7310C | Pressure Transmitter | EXTSTEAM PRESS C | TBD | OUT | #REF! | #REF! | Pending | #REF! | Yes
33 | 113-PZT-7310A | Pressure Transmitter | EXTSTEAM PRESS A | TBD | OUT | #REF! | #REF! | Pending | #REF! | Yes
34 | 113-PG-7311 | Pressure Gauge | STEAM TURBINE TO ATM | TBD | OUT | #REF! | #REF! | Pending | #REF! | Yes
35 | 113-PT-7311 | Pressure Transmitter | HPS TO HDR | TBD | OUT | #REF! | #REF! | Pending | #REF! | Yes
36 | 113-PG-7312 | Pressure Gauge | MIDDLE STAGE STEAM PRESS | TBD | OUT | #REF! | #REF! | Pending | #REF! | Yes
37 | 113-PT-7314 | Pressure Transmitter | SEAL STEAM PRESS | TBD | OUT | #REF! | #REF! | Pending | #REF! | Yes
38 | 113-PV-7314A | Control Valve | SEAL STEAM PRESS | TBD | OUT | #REF! | #REF! | Pending | #REF! | Yes
39 | 113-PV-7314B | Control Valve | SEAL STEAM PRESS | TBD | OUT | #REF! | #REF! | Pending | #REF! | Yes
40 | 113-PT-7315 | Pressure Transmitter | HHPS TO 113ST006 | TBD | OUT | #REF! | #REF! | Pending | #REF! | Yes
41 | 113-PG-7315 | Pressure Gauge | HHP STEAM FROM HEADER | TBD | OUT | #REF! | #REF! | Pending | #REF! | Yes
42 | 113-PG-7320 | Pressure Gauge | LEAK STEAM PRESS | S-113-1373-0501S_Data sheet for Pressure Gauge (Unit 113) | IN | #REF! | #REF! | 0 (Not Clear) | #REF! | Yes
43 | 113-PG-7330 | Pressure Gauge Diaphragm Seal | CSWS TO 113ST601E01 | S-113-1373-0501S_Data sheet for Pressure Gauge (Unit 113) | IN | #REF! | #REF! | Pending | #REF! | Yes
44 | 113-PG-7332 | Pressure Gauge | EJECTOR CONDENSER PRESS | TBD | OUT | #REF! | #REF! | OK (No need to issue Datasheet) | #REF! | Yes
45 | 113-PG-7340 | Pressure Gauge Diaphragm Seal | CSWS TO 113ST601E01 | S-113-1373-0501S_Data sheet for Pressure Gauge (Unit 113) | IN | #REF! | #REF! | Pending | #REF! | Yes
46 | 113-PG-7341A | Pressure Gauge | MOTIVE STEAM PRESS | TBD | OUT | #REF! | #REF! | OK (No need to issue Datasheet) | #REF! | Yes
47 | 113-PG-7341B | Pressure Gauge | MOTIVE STEAM PRESS | TBD | OUT | #REF! | #REF! | OK (No need to issue Datasheet) | #REF! | Yes
48 | 113-PG-7344A | Pressure Gauge | CONDENSATE PUMP SUCTION PRESS | S-113-1373-0501S_Data sheet for Pressure Gauge (Unit 113) | IN | #REF! | #REF! | 0 (Not Clear) | #REF! | Yes
49 | 113-PG-7344B | Pressure Gauge | CONDENSATE PUMP SUCTION PRESS | S-113-1373-0501S_Data sheet for Pressure Gauge (Unit 113) | IN | #REF! | #REF! | 0 (Not Clear) | #REF! | Yes
50 | 113-PG-7345A | Pressure Gauge | CONDENSATE PUMP DISCHARGE PRESS | S-113-1373-0501S_Data sheet for Pressure Gauge (Unit 113) | IN | #REF! | #REF! | 0 (Not Clear) | #REF! | Yes
51 | 113-PG-7345B | Pressure Gauge | CONDENSATE PUMP DISCHARGE PRESS | S-113-1373-0501S_Data sheet for Pressure Gauge (Unit 113) | IN | #REF! | #REF! | 0 (Not Clear) | #REF! | Yes
52 | 113-PG-7351 | Pressure Gauge | LO UNI TO UTLET PRESS | VS2158-412-A-154_6 LUBE OIL UNIT SPECIFICATION | OUT | #REF! | #REF! | OK (No need to issue Datasheet) | #REF! | Yes
53 | 113-PCV-7351 | Pressure Regulator Valve | LO UNIT OUTLET PRESS | VS2158-412-A-154_6 LUBE OIL UNIT SPECIFICATION | OUT | #REF! | #REF! | Replecement (update informaiton 2/Jul) | #REF! | Yes
54 | 113-PG-7352 | Pressure Gauge | LO FILTER OUTLET PRESS | VS2158-412-A-154_6 LUBE OIL UNIT SPECIFICATION | OUT | #REF! | #REF! | OK (No need to issue Datasheet) | #REF! | Yes
55 | 113-PDT-7352 | Diff Pressure Transmitter | 113ST601F21 A/B L/O FILTER DIFF | TBD | OUT | #REF! | #REF! | Pending | #REF! | Yes
56 | 113-PG-7353 | Pressure Gauge | LO FILTER INLET PRESS | VS2158-412-A-154_6 LUBE OIL UNIT SPECIFICATION | OUT | #REF! | #REF! | OK (No need to issue Datasheet) | #REF! | Yes
57 | 113-PCV-7355 | Pressure Regulator Valve | LO PUMP DISCHARGE PRESS | VS2158-412-A-154_6 LUBE OIL UNIT SPECIFICATION | OUT | #REF! | #REF! | Replecement (update informaiton 2/Jul) | #REF! | Yes
58 | 113-PG-7355A | Pressure Gauge | LO PUMP DISCHARGE PRESS | VS2158-412-A-154_6 LUBE OIL UNIT SPECIFICATION | OUT | #REF! | #REF! | OK (No need to issue Datasheet) | #REF! | Yes
59 | 113-PG-7355B | Pressure Gauge | LO PUMP DISCHARGE PRESS | VS2158-412-A-154_6 LUBE OIL UNIT SPECIFICATION | OUT | #REF! | #REF! | OK (No need to issue Datasheet) | #REF! | Yes
60 | 113-PG-7355C | Pressure Gauge | LO PUMP DISCHARGE PRESS | VS2158-412-A-154_6 LUBE OIL UNIT SPECIFICATION | OUT | #REF! | #REF! | OK (No need to issue Datasheet) | #REF! | Yes
61 | 113-PG-7356A | Pressure Gauge | LO PURIFIER INLET PRESS | VS2158-412-A-154_6 LUBE OIL UNIT SPECIFICATION | OUT | #REF! | #REF! | OK (No need to issue Datasheet) | #REF! | Yes
62 | 113-PG-7356B | Pressure Gauge | LO PURIFIER OUTLET PRESS | VS2158-412-A-154_6 LUBE OIL UNIT SPECIFICATION | OUT | #REF! | #REF! | OK (No need to issue Datasheet) | #REF! | Yes
63 | 113-PG-7359 | Pressure Gauge | LO PRESS | TBD | OUT | #REF! | #REF! | Pending | #REF! | Yes
64 | 113-PZT-7359A | Pressure Transmitter | LO PRESS A | TBD | OUT | #REF! | #REF! | Pending | #REF! | Yes
65 | 113-PZT-7359B | Pressure Transmitter | LO PRESS B | TBD | OUT | #REF! | #REF! | Pending | #REF! | Yes
66 | 113-PZT-7359C | Pressure Transmitter | LO PRESS C | TBD | OUT | #REF! | #REF! | Pending | #REF! | Yes
67 | 113-PT-7360 | Pressure Transmitter | LO PRESS | TBD | OUT | #REF! | #REF! | Pending | #REF! | Yes
68 | 113-PG-7371 | Pressure Gauge | CO PRESS | TBD | OUT | #REF! | #REF! | Pending | #REF! | Yes
69 | 113-PT-7371 | Pressure Transmitter | CO PRESS | TBD | OUT | #REF! | #REF! | Pending | #REF! | Yes
70 | 113-PDT-7371A | Diff Pressure Transmitter | 113ST601F31A C/O FILTER DIFF | TBD | OUT | #REF! | #REF! | Pending | #REF! | Yes
71 | 113-PDT-7371B | Diff Pressure Transmitter | 113ST601F31B C/O FILTER DIFF | TBD | OUT | #REF! | #REF! | Pending | #REF! | Yes
72 | 113-PZT-7372A | Pressure Transmitter | CO PRESS A | TBD | OUT | #REF! | #REF! | Pending | #REF! | Yes
73 | 113-PS-7372 | Pressure Switch | CO PRESS NORMAL(FORMSVTEST) | TBD | OUT | #REF! | #REF! | Pending | #REF! | Yes
74 | 113-PZT-7372B | Pressure Transmitter | CO PRESS B | TBD | OUT | #REF! | #REF! | Pending | #REF! | Yes
75 | 113-PZT-7372C | Pressure Transmitter | CO PRESS C | TBD | OUT | #REF! | #REF! | Pending | #REF! | Yes
76 | 113-PG-7382 | Pressure Gauge | CO PRESS | VS2158-412-A-512 PRESSURE GAUGE | OUT | #REF! | #REF! | OK (No need to issue Datasheet) | #REF! | Yes
77 | 113-SV-7376A | Control Valve | HP GOV VALVE A | TBD | OUT | #REF! | #REF! | Pending | #REF! | Yes
78 | 113-SV-7376B | Control Valve | HP GOV VALVE B | TBD | OUT | #REF! | #REF! | Pending | #REF! | Yes
79 | 113-SV-7376C | Control Valve | HP GOV VALVE C | TBD | OUT | #REF! | #REF! | Pending | #REF! | Yes
80 | 113-SZE-7378A | Speed Sensor | ST SPEED A (OVERSPEED) | TBD | OUT | #REF! | #REF! | Pending | #REF! | Yes
81 | 113-SZE-7378B | Speed Sensor | ST SPEED B (OVERSPEED) | TBD | OUT | #REF! | #REF! | Pending | #REF! | Yes
82 | 113-SZE-7378C | Speed Sensor | ST SPEED C (OVERSPEED) | TBD | OUT | #REF! | #REF! | Pending | #REF! | Yes
83 | 113-SZT-7378A | Speed Transmitter | ST SPEED A (OVERSPEED) | TBD | OUT | #REF! | #REF! | Pending | #REF! | Yes
84 | 113-SZT-7378B | Speed Transmitter | ST SPEED B (OVERSPEED) | TBD | OUT | #REF! | #REF! | Pending | #REF! | Yes
85 | 113-SZT-7378C | Speed Transmitter | ST SPEED C (OVERSPEED) | TBD | OUT | #REF! | #REF! | Pending | #REF! | Yes
86 | 113-SZE-7379A | Speed Sensor | ST SPEED A | TBD | OUT | #REF! | #REF! | Pending | #REF! | Yes
87 | 113-SZE-7379B | Speed Sensor | ST SPEED B | TBD | OUT | #REF! | #REF! | Pending | #REF! | Yes
88 | 113-SZT-7379A | Speed Transmitter | ST SPEED A | TBD | OUT | #REF! | #REF! | Pending | #REF! | Yes
89 | 113-SZT-7379B | Speed Transmitter | ST SPEED B | TBD | OUT | #REF! | #REF! | Pending | #REF! | Yes
90 | 113-SV-7380A | Control Valve | EXT GOV VALVE A | TBD | OUT | #REF! | #REF! | Pending | #REF! | Yes
91 | 113-SV-7380B | Control Valve | EXT GOV VALVE B | TBD | OUT | #REF! | #REF! | Pending | #REF! | Yes
92 | 113-ST-7391SK | Speed Transmitter | ST KEY PHASOR | TBD | OUT | #REF! | #REF! | Pending | #REF! | Yes
93 | 113-SE-7391SK | Key Phasor Probe | ST KEY PHASOR | TBD | OUT | #REF! | #REF! | Pending | #REF! | Yes
94 | 113-TW-7301 | Thermowell | EXH STEAM TEMP | TBD | OUT | #REF! | #REF! | Pending | #REF! | Yes
95 | 113-TG-7301 | Temperature Gauge | STM TURBN | TBD | OUT | #REF! | #REF! | Pending | #REF! | Yes
96 | 113-TE-7301 | Thermocouple | EXH STEAM TEMP | TBD | OUT | #REF! | #REF! | Pending | #REF! | Yes
97 | 113-TT-7301 | Temperature Transmitter | EXH STEAM TEMP | TBD | OUT | #REF! | #REF! | Pending | #REF! | Yes
98 | 113-TE-7305A | Thermocouple | TSCW TO 113ST601DS01 | S-113-1373-0401S_Data sheet for Temperature Elements and Wells | IN | #REF! | #REF! | OK (No need to issue Datasheet) | #REF! | Yes
99 | 113-TV-7305 | Control Valve | MPS TO 113ST601DS01 | S-113-1374-0101S_Data sheet for Control Valve (Unit 113) | IN | #REF! | #REF! | OK (No need to issue Datasheet) | #REF! | Yes
100 | 113-TE-7305B | Thermocouple | TSCW TO 113ST601DS01 | S-113-1373-0401S_Data sheet for Temperature Elements and Wells | IN | #REF! | #REF! | OK (No need to issue Datasheet) | #REF! | Yes
101 | 113-TT-7305A | Temperature Transmitter | TSCW TO 113ST601DS01 | S-113-1373-0101S_Data sheet for Electric Transmitter (Unit 113) | IN | #REF! | #REF! | 0 (Not Clear) | #REF! | Yes
102 | 113-TT-7305B | Temperature Transmitter | TSCW TO 113ST601DS01 | S-113-1373-0101S_Data sheet for Electric Transmitter (Unit 113) | IN | #REF! | #REF! | 0 (Not Clear) | #REF! | Yes
103 | 113-TGW-7309 | Thermowell | MPSTM TO HDR | TBD | OUT | #REF! | #REF! | Pending | #REF! | Yes
104 | 113-TG-7309 | Temperature Gauge | MPSTM TO HDR | TBD | OUT | #REF! | #REF! | Pending | #REF! | Yes
105 | 113-TT-7310 | Temperature Transmitter | MPS FRM113ST601 | TBD | OUT | #REF! | #REF! | Pending | #REF! | Yes
106 | 113-TE-7310 | Thermocouple | MPS FRM113ST601 | TBD | OUT | #REF! | #REF! | Pending | #REF! | Yes
107 | 113-TW-7310 | Thermowell | MPS FRM113ST601 | TBD | OUT | #REF! | #REF! | Pending | #REF! | Yes
108 | 113-TV-7312 | Control Valve | HPS FRM113ST601 | S-113-1374-0101S_Data sheet for Control Valve (Unit 113) | IN | #REF! | #REF! | Pending | #REF! | Yes
109 | 113-TE-7312A | Thermocouple | HPS FRM113ST601 | S-113-1373-0401S_Data sheet for Temperature Elements and Wells | IN | #REF! | #REF! | Pending | #REF! | Yes
110 | 113-TE-7312B | Thermocouple | HPS FRM113ST601 | S-113-1373-0401S_Data sheet for Temperature Elements and Wells | IN | #REF! | #REF! | Pending | #REF! | Yes
111 | 113-TT-7312A | Temperature Transmitter | HPS FRM113ST601 | S-113-1373-0101S_Data sheet for Electric Transmitter (Unit 113) | IN | #REF! | #REF! | Pending | #REF! | Yes
112 | 113-TT-7312B | Temperature Transmitter | HPS FRM113ST601 | S-113-1373-0101S_Data sheet for Electric Transmitter (Unit 113) | IN | #REF! | #REF! | Pending | #REF! | Yes
113 | 113-TW-7313 | Thermowell | CASING TEMP | TBD | OUT | #REF! | #REF! | Pending | #REF! | Yes
114 | 113-TE-7313 | Thermocouple | CASING TEMP | TBD | OUT | #REF! | #REF! | Pending | #REF! | Yes
115 | 113-TT-7313 | Temperature Transmitter | CASING TEMP | TBD | OUT | #REF! | #REF! | Pending | #REF! | Yes
116 | 113-TW-7315 | Thermowell | MAIN STEAM TEMP | TBD | OUT | #REF! | #REF! | Pending | #REF! | Yes
117 | 113-TE-7315 | Thermocouple | MAIN STEAM TEMP | VS2158-412-A-545_3 & VS2158-412-A-513 | OUT | #REF! | #REF! | 0 (Not Clear) | #REF! | Yes
118 | 113-TT-7315 | Temperature Transmitter | MAIN STEAM TEMP | TBD | OUT | #REF! | #REF! | Pending | #REF! | Yes
119 | 113-TW-7330 | Thermowell | SCW TO HDR | TBD | OUT | #REF! | #REF! | Pending | #REF! | Yes
120 | 113-TT-7330 | Temperature Transmitter | SCW TO HDR | S-113-1373-0101S_Data sheet for Electric Transmitter (Unit 113) | IN | #REF! | #REF! | Pending | #REF! | Yes
121 | 113-TE-7330 | RTD | SCW TO HDR | S-113-1373-0401S_Data sheet for Temperature Elements and Wells | IN | #REF! | #REF! | Pending | #REF! | Yes
122 | 113-TGW-7331 | Thermowell | COOLING WATER TEMP | TBD | OUT | #REF! | #REF! | Pending | #REF! | Yes
123 | 113-TG-7331 | Temperature Gauge | COOLING WATER TEMP | TBD | OUT | #REF! | #REF! | Pending | #REF! | Yes
124 | 113-TGW-7332 | Thermowell | EJEC TO RCOND | TBD | OUT | #REF! | #REF! | Pending | #REF! | Yes
125 | 113-TG-7332 | Temperature Gauge | EJEC TO RCOND | TBD | OUT | #REF! | #REF! | Pending | #REF! | Yes
126 | 113-TE-7340 | RTD | SCW TO HDR | S-113-1373-0401S_Data sheet for Temperature Elements and Wells | IN | #REF! | #REF! | Pending | #REF! | Yes
127 | 113-TT-7340 | Temperature Transmitter | SCW TO HDR | S-113-1373-0101S_Data sheet for Electric Transmitter (Unit 113) | IN | #REF! | #REF! | Pending | #REF! | Yes
128 | 113-TW-7340 | Thermowell | SCW TO HDR | TBD | OUT | #REF! | #REF! | Pending | #REF! | Yes
129 | 113-TGW-7341 | Thermowell | MOTIVE STEAM TEMP | S-113-1373-0502S_Data sheet for Thermometer and well (Unit 113) | IN | #REF! | #REF! | Pending | #REF! | Yes
130 | 113-TG-7341 | Temperature Gauge | MOTIVE STEAM TEMP | S-113-1373-0502S_Data sheet for Thermometer and well (Unit 113) | IN | #REF! | #REF! | Pending | #REF! | Yes
131 | 113-TG-7342 | Temperature Gauge | 113A006 CW TO HDR | TBD | OUT | #REF! | #REF! | Pending | #REF! | Yes
132 | 113-TGW-7343 | Thermowell | 113A006 CW TO HDR | S-113-1373-0502S_Data sheet for Thermometer and well (Unit 113) | IN | #REF! | #REF! | Pending | #REF! | Yes
133 | 113-TG-7343 | Temperature Gauge | 113A006 CW TO HDR | S-113-1373-0502S_Data sheet for Thermometer and well (Unit 113) | IN | #REF! | #REF! | Pending | #REF! | Yes
134 | 113-TGW-7344 | Thermowell | 113A006 CW TO HDR | S-113-1373-0502S_Data sheet for Thermometer and well (Unit 113) | IN | #REF! | #REF! | Pending | #REF! | Yes
135 | 113-TG-7344 | Temperature Gauge | 113A006 CW TO HDR | S-113-1373-0502S_Data sheet for Thermometer and well (Unit 113) | IN | #REF! | #REF! | OK (No need to issue Datasheet) | #REF! | Yes
136 | 113-TT-7351 | Temperature Transmitter | L/O TO 113STG601 | VS2158-412-A-545_3 TEMPERATUR TRANSMITTER | OUT | #REF! | #REF! | OK (No need to issue Datasheet) | #REF! | Yes
137 | 113-TE-7351 | Thermocouple | L/O TO 113STG601 | TBD | OUT | #REF! | #REF! | Pending | #REF! | Yes
138 | 113-TW-7351 | Thermowell | L/O TO 113STG601 | TBD | OUT | #REF! | #REF! | Pending | #REF! | Yes
139 | 113-TGW-7353 | Thermowell | LO COOLER OUTLET TEMP | VS2158-412-A-154_6 LUBE OIL UNIT SPECIFICATION | OUT | #REF! | #REF! | Pending | #REF! | Yes
140 | 113-TCV-7353 | Temperature Regulator Valve | LO UNIT OUTLET PRESS | VS2158-412-A-154_6 LUBE OIL UNIT SPECIFICATION | OUT | #REF! | #REF! | OK (No need to issue Datasheet) | #REF! | Yes
141 | 113-TG-7353 | Temperature Gauge | LO COOLER OUTLET TEMP | VS2158-412-A-154_6 LUBE OIL UNIT SPECIFICATION | OUT | #REF! | #REF! | OK (No need to issue Datasheet) | #REF! | Yes
142 | 113-TGW-7354 | Thermowell | LO COOLER INLET TEMP | VS2158-412-A-154_6 LUBE OIL UNIT SPECIFICATION | OUT | #REF! | #REF! | Pending | #REF! | Yes
143 | 113-TG-7354 | Temperature Gauge | LO COOLER INLET TEMP | VS2158-412-A-154_6 LUBE OIL UNIT SPECIFICATION | OUT | #REF! | #REF! | OK (No need to issue Datasheet) | #REF! | Yes
144 | 113-TW-7356 | Thermowell | LO TANK TEMP | TBD | OUT | #REF! | #REF! | Pending | #REF! | Yes
145 | 113-TGW-7356 | Thermowell | LO TANK TEMP | VS2158-412-A-154_6 LUBE OIL UNIT SPECIFICATION | OUT | #REF! | #REF! | Pending | #REF! | Yes
146 | 113-TS-7356 | Temperature Switch | LO TANK HEATER OVER HEAT | TBD | OUT | #REF! | #REF! | Pending | #REF! | Yes
147 | 113-TG-7356 | Temperature Gauge | LO TANK TEMP | VS2158-412-A-154_6 LUBE OIL UNIT SPECIFICATION | OUT | #REF! | #REF! | OK (No need to issue Datasheet) | #REF! | Yes
148 | 113-TE-7356 | Thermocouple | LO TANK TEMP | TBD | OUT | #REF! | #REF! | Pending | #REF! | Yes
149 | 113-TT-7356 | Temperature Transmitter | LO TANK TEMP | TBD | OUT | #REF! | #REF! | Pending | #REF! | Yes
150 | 113-TS-7371 | Temperature Switch | CO TANK HEATER OVER HEAT | TBD | OUT | #REF! | #REF! | Pending | #REF! | Yes
151 | 113-TGW-7371 | Thermowell | CO TANK TEMP | VS2158-412-A-100_5 CONTROL OIL UNIT SPECIFICATION | OUT | #REF! | #REF! | Pending | #REF! | Yes
152 | 113-TG-7371 | Temperature Gauge | CO TANK TEMP | VS2158-412-A-100_5 CONTROL OIL UNIT SPECIFICATION | OUT | #REF! | #REF! | OK (No need to issue Datasheet) | #REF! | Yes
153 | 113-TE-7371B | Thermocouple | CO TANK TEMP | VS2158-412-A-100_5 CONTROL OIL UNIT SPECIFICATION | OUT | #REF! | #REF! | Pending | #REF! | Yes
154 | 113-TE-7371A | Thermocouple | CO TANK TEMP | VS2158-412-A-100_5 CONTROL OIL UNIT SPECIFICATION | OUT | #REF! | #REF! | Pending | #REF! | Yes
155 | 113-TT-7371 | Temperature Transmitter | CO TANK TEMP | TBD | OUT | #REF! | #REF! | Pending | #REF! | Yes
156 | 113-TZE-7391AC | RTD | ST THRUST BRG TEMP A | TBD | OUT | #REF! | #REF! | Pending | #REF! | Yes
157 | 113-TZE-7391AA | RTD | ST ANTI-THRUST BRG TEMP A | TBD | OUT | #REF! | #REF! | Pending | #REF! | Yes
158 | 113-TZE-7391AD | RTD | ST THRUST BRG TEMP B | TBD | OUT | #REF! | #REF! | Pending | #REF! | Yes
159 | 113-TZE-7391AB | RTD | ST ANTI-THRUST BRG TEMP B | TBD | OUT | #REF! | #REF! | Pending | #REF! | Yes
160 | 113-TZE-7391HA | RTD | ST HP SIDE BRG TEMP A | TBD | OUT | #REF! | #REF! | Pending | #REF! | Yes
161 | 113-TZE-7391HB | RTD | ST HP SIDE BRG TEMP B | TBD | OUT | #REF! | #REF! | Pending | #REF! | Yes
162 | 113-TZE-7391LA | RTD | ST LP SIDE BRG TEMP A | TBD | OUT | #REF! | #REF! | Pending | #REF! | Yes
163 | 113-TZE-7391LB | RTD | ST LP SIDE BRG TEMP B | TBD | OUT | #REF! | #REF! | Pending | #REF! | Yes
164 | 113-TE-7392CB | RTD | GENCOOLAIR TEMP (COLD SIDE B) | TBD | OUT | #REF! | #REF! | Pending | #REF! | Yes
165 | 113-TE-7392CA | RTD | GENCOOLAIR TEMP (COLD SIDE A) | TBD | OUT | #REF! | #REF! | Pending | #REF! | Yes
166 | 113-TZE-7392EA | RTD | GENEX SIDE BRG TEMP A | TBD | OUT | #REF! | #REF! | Pending | #REF! | Yes
167 | 113-TZE-7392EB | RTD | GENEX SIDE BRG TEMP B | TBD | OUT | #REF! | #REF! | Pending | #REF! | Yes
168 | 113-TZE-7392GA | RTD | GENSTSIDE BRG TEMP A | TBD | OUT | #REF! | #REF! | Pending | #REF! | Yes
169 | 113-TZE-7392GB | RTD | GENST SIDE BRG TEMP B | TBD | OUT | #REF! | #REF! | Pending | #REF! | Yes
170 | 113-TE-7392H | RTD | GENCOOLAIR TEMP (HOTSIDE) | TBD | OUT | #REF! | #REF! | Pending | #REF! | Yes
171 | 113-TE-7394U | RTD | GENERA TO RWINDING TEMP .UPHASE | TBD | OUT | #REF! | #REF! | Pending | #REF! | Yes
172 | 113-UV-7304 | On/Off Valve | EXH SPRAY VALVE | TBD | OUT | #REF! | #REF! | Pending | #REF! | Yes
173 | 113-UV-7306 | On/Off Valve | EXT DRAIN VALVE | S-113-1374-0201S DATA SHEET FOR BALL TYPE ON-OFF VALVES | IN | #REF! | #REF! | Pending | #REF! | Yes
174 | 113-UV-7307 | On/Off Valve | CASING DRAIN VALVE | TBD | OUT | #REF! | #REF! | Pending | #REF! | Yes
175 | 113-UV-7311 | On/Off Valve | EXT CHECK VALVE | VS2158-412-A-086_3 CHECK VALVE (POWER ASSISTED) FOR EXTRACTION STEAM LINE | OUT | #REF! | #REF! | Pending | #REF! | Yes
176 | 113-UV-7316 | On/Off Valve | MSV DRAIN VALVE | TBD | OUT | #REF! | #REF! | Pending | #REF! | Yes
177 | 113-UV-7331 | On/Off Valve | VACUUM BREAKER VALVE | VS2158-412-A-089_3 VACUUM BREAKER VALVE | OUT | #REF! | #REF! | OK (No need to issue Datasheet) | #REF! | Yes
178 | 113-UZY-7372A | Solenoid Valve | MAINS TOP VALVE SOV A | TBD | OUT | #REF! | #REF! | Pending | #REF! | Yes
179 | 113-UZY-7372B | Solenoid Valve | MAINS TOP VALVE SOV B | TBD | OUT | #REF! | #REF! | Pending | #REF! | Yes
180 | 113-UZY-7372C | Solenoid Valve | MSV TEST SOV | TBD | OUT | #REF! | #REF! | Pending | #REF! | Yes
181 | 113-UZY-7372D | Solenoid Valve | MSV PARTIAL STROKE TEST SOV | TBD | OUT | #REF! | #REF! | Pending | #REF! | Yes
182 | 113-VE-7391HX | Proximity Probe (X-Axis) | ST HP SIDE VIBX | TBD | OUT | #REF! | #REF! | Pending | #REF! | Yes
183 | 113-VT-7391HX | Proximity Transducer | ST HP SIDE VIBX | TBD | OUT | #REF! | #REF! | Pending | #REF! | Yes
184 | 113-VT-7391HY | Proximity Transducer | ST HP SIDE VIBY | TBD | OUT | #REF! | #REF! | Pending | #REF! | Yes
185 | 113-VE-7391HY | Proximity Probe (Y-Axis) | ST HP SIDE VIBY | TBD | OUT | #REF! | #REF! | Pending | #REF! | Yes
186 | 113-VT-7391LX | Proximity Transducer | ST LP SIDE VIB X | TBD | OUT | #REF! | #REF! | Pending | #REF! | Yes
187 | 113-VE-7391LX | Proximity Probe (X-Axis) | ST LP SIDE VIB X | TBD | OUT | #REF! | #REF! | Pending | #REF! | Yes
188 | 113-VE-7391LY | Proximity Probe (Y-Axis) | ST LP SIDE VIB Y | TBD | OUT | #REF! | #REF! | Pending | #REF! | Yes
189 | 113-VT-7391LY | Proximity Transducer | ST LP SIDE VIB Y | TBD | OUT | #REF! | #REF! | Pending | #REF! | Yes
190 | 113-VE-7392EX | Proximity Probe (X-Axis) | GEN EX SIDE VIB X | TBD | OUT | #REF! | #REF! | Pending | #REF! | Yes
191 | 113-VT-7392EX | Proximity Transducer | GEN EX SIDE VIB X | TBD | OUT | #REF! | #REF! | Pending | #REF! | Yes
192 | 113-VE-7392EY | Proximity Probe (Y-Axis) | GEN EX SIDE VIB Y | TBD | OUT | #REF! | #REF! | Pending | #REF! | Yes
193 | 113-VT-7392EY | Proximity Transducer | GEN EX SIDE VIB Y | TBD | OUT | #REF! | #REF! | Pending | #REF! | Yes
194 | 113-VE-7392GX | Proximity Probe (X-Axis) | GEN GX SIDE VIB X | TBD | OUT | #REF! | #REF! | Pending | #REF! | Yes
195 | 113-VT-7392GX | Proximity Transducer | GEN GX SIDE VIB X | TBD | OUT | #REF! | #REF! | Pending | #REF! | Yes
196 | 113-VE-7392GY | Proximity Probe (Y-Axis) | GEN GX SIDE VIB Y | TBD | OUT | #REF! | #REF! | Pending | #REF! | Yes
197 | 113-VT-7392GY | Proximity Transducer | GEN GX SIDE VIB Y | TBD | OUT | #REF! | #REF! | Pending | #REF! | Yes
198 | 113-XE-7391AA | Proximity Probe (Axial Displacement) | ST SHAFT POSITION A | TBD | OUT | #REF! | #REF! | Pending | #REF! | Yes
199 | 113-XE-7391AB | Proximity Probe (Axial Displacement) | ST SHAFT POSITION B | TBD | OUT | #REF! | #REF! | Pending | #REF! | Yes
200 | 113-XT-7391AA | Proximity Transducer | ST SHAFT POSITION A | TBD | OUT | #REF! | #REF! | Pending | #REF! | Yes
201 | 113-XT-7391AB | Proximity Transducer | ST SHAFT POSITION B | TBD | OUT | #REF! | #REF! | Pending | #REF! | Yes
202 | 113-LG-7343 | Level Gauge | MAIN CONDENSER LEVEL | TBD | OUT | #REF! | #REF! | Pending | #REF! | Yes
203 | 113-TE-7395V | RTD | - | TBD | OUT | #REF! | #REF! | Pending | #REF! | Yes
204 | 113-TE-7396W | RTD | - | TBD | OUT | #REF! | #REF! | Pending | #REF! | Yes
205 | 113-UZY-7372 | Solenoid Valve | MAIN STOP VALVE | TBD | OUT | #REF! | #REF! | Pending | #REF! | Yes
206 | 113-RO-7306 | Orifice Plate | Extraction Steam line | TBD | OUT | #REF! | #REF! | Pending | #REF! | Yes
207 | 113-RO-7310 | Orifice Plate | Main condenser | TBD | OUT | #REF! | #REF! | Pending | #REF! | Yes
208 | 113-RO-7311 | Orifice Plate | Main condenser | TBD | OUT | #REF! | #REF! | Pending | #REF! | Yes
209 | 113-RO-7313 | Orifice Plate | Main condenser | TBD | OUT | #REF! | #REF! | Pending | #REF! | Yes
210 | 113-RO-7314 | Orifice Plate | Main condenser | TBD | OUT | #REF! | #REF! | Pending | #REF! | Yes
211 | 113-RO-7345A | Orifice Plate | Main condenser | TBD | OUT | #REF! | #REF! | Pending | #REF! | Yes
212 | 113-RO-7345B | Orifice Plate | Main condenser | TBD | OUT | #REF! | #REF! | Pending | #REF! | Yes
213 | 113-RO-7351 | Orifice Plate | Lube Oil | TBD | OUT | #REF! | #REF! | Pending | #REF! | Yes
214 | 113-RO-7352A | Orifice Plate | Lube Oil | TBD | OUT | #REF! | #REF! | Pending | #REF! | Yes
215 | 113-RO-7352B | Orifice Plate | Lube Oil | TBD | OUT | #REF! | #REF! | Pending | #REF! | Yes
216 | 113-RO-7352C | Orifice Plate | Lube Oil | TBD | OUT | #REF! | #REF! | Pending | #REF! | Yes
217 | 113-RO-7353 | Orifice Plate | Lube Oil | TBD | OUT | #REF! | #REF! | Pending | #REF! | Yes
218 | 113-RO-7354A | Orifice Plate | Lube Oil | TBD | OUT | #REF! | #REF! | Pending | #REF! | Yes
219 | 113-RO-7354B | Orifice Plate | Lube Oil | TBD | OUT | #REF! | #REF! | Pending | #REF! | Yes
220 | 113-RO-7355A | Orifice Plate | Lube Oil | TBD | OUT | #REF! | #REF! | Pending | #REF! | Yes
221 | 113-RO-7355B | Orifice Plate | Lube Oil | TBD | OUT | #REF! | #REF! | Pending | #REF! | Yes
222 | 113-RO-7355C | Orifice Plate | Lube Oil | TBD | OUT | #REF! | #REF! | Pending | #REF! | Yes
223 | 113-RO-7360 | Orifice Plate | Lube Oil | TBD | OUT | #REF! | #REF! | Pending | #REF! | Yes
224 | 113-RO-7365 | Orifice Plate | Lube Oil | TBD | OUT | #REF! | #REF! | Pending | #REF! | Yes
225 | 113-RO-7366 | Orifice Plate | Lube Oil | TBD | OUT | #REF! | #REF! | Pending | #REF! | Yes
226 | 113-RO-7371 | Orifice Plate | Control Oil | TBD | OUT | #REF! | #REF! | Pending | #REF! | Yes
227 | 113-RO-7307 | Orifice Plate | Steam Turbine | VS2158-412-A-168_2 Orifice Plates | OUT | #REF! | #REF! | Pending | #REF! | Yes
228 | 113-TE-7371 | Temperature Element | CO TANK TEMP | TBD | OUT | #REF! | #REF! | Pending | #REF! | Yes
229 | 113-TE-7395Y | Thermocouple | - | TBD | OUT | #REF! | #REF! | Pending | #REF! | Yes
230 | 113-PSV-7309A | Pressure Relief Valve | - | TBD | OUT | #REF! | #REF! | Pending | #REF! | Yes
231 | 113-PSV-7309B | Pressure Relief Valve | - | TBD | OUT | #REF! | #REF! | Pending | #REF! | Yes
232 | 113-PSV-7309C | Pressure Relief Valve | - | TBD | OUT | #REF! | #REF! | Pending | #REF! | Yes
233 | 113-PSV-7330 | Pressure Relief Valve | - | TBD | OUT | #REF! | #REF! | Pending | #REF! | Yes
234 | 113-PSV-7332 | Pressure Relief Valve | - | TBD | OUT | #REF! | #REF! | Pending | #REF! | Yes
235 | 113-PSV-7340 | Pressure Relief Valve | - | TBD | OUT | #REF! | #REF! | Pending | #REF! | Yes
236 | 113-PSV-7354A | Pressure Relief Valve | - | TBD | OUT | #REF! | #REF! | Pending | #REF! | Yes
237 | 113-PSV-7354B | Pressure Relief Valve | - | TBD | OUT | #REF! | #REF! | Pending | #REF! | Yes
238 | 113-PSV-7355A | Pressure Relief Valve | - | TBD | OUT | #REF! | #REF! | Pending | #REF! | Yes
239 | 113-PSV-7355B | Pressure Relief Valve | - | TBD | OUT | #REF! | #REF! | Pending | #REF! | Yes
240 | 113-PSV-7355C | Pressure Relief Valve | - | TBD | OUT | #REF! | #REF! | Pending | #REF! | Yes
241 | 113-PSV-7367B | Pressure Relief Valve | - | TBD | OUT | #REF! | #REF! | Pending | #REF! | Yes
242 | 113-PSV-7367D | Pressure Relief Valve | - | TBD | OUT | #REF! | #REF! | Pending | #REF! | Yes
243 | 113-PSV-7371 | Pressure Relief Valve | - | TBD | OUT | #REF! | #REF! | Pending | #REF! | Yes
244 | 113-TGW-7301 | Thermowell | - | TBD | OUT | #REF! | #REF! | Pending | #REF! | Yes
245 | 113-TGW-7342 | Thermowell | - | TBD | OUT | #REF! | #REF! | Pending | #REF! | Yes
246 | 113-TE-7394V | RTD | - | TBD | OUT | #REF! | #REF! | Pending | #REF! | Yes
247 | 113-TE-7394W | RTD | - | TBD | OUT | #REF! | #REF! | Pending | #REF! | Yes
248 | 113-PSV-7314 | Pressure Relief Valve | - | TBD | OUT | #REF! | #REF! | Pending | #REF! | Yes
249 | 113-SG-7355A | Sight Glass | - | TBD | OUT | #REF! | #REF! | Pending | #REF! | Yes
250 | 113-SG-7355B | Sight Glass | - | TBD | OUT | #REF! | #REF! | Pending | #REF! | Yes
251 | 113-SG-7355C | Sight Glass | - | TBD | OUT | #REF! | #REF! | Pending | #REF! | Yes
252 | 113-SG-7355D | Sight Glass | - | TBD | OUT | #REF! | #REF! | Pending | #REF! | Yes
253 | 113-SG-7355E | Sight Glass | - | TBD | OUT | #REF! | #REF! | Pending | #REF! | Yes
254 | 113-SG-7355F | Sight Glass | - | TBD | OUT | #REF! | #REF! | Pending | #REF! | Yes
255 | 113-SG-7355G | Sight Glass | - | TBD | OUT | #REF! | #REF! | Pending | #REF! | Yes
256 | 113-SG-7362R | Sight Glass | - | TBD | OUT | #REF! | #REF! | Pending | #REF! | Yes
257 | 113-SG-7363R | Sight Glass | - | TBD | OUT | #REF! | #REF! | Pending | #REF! | Yes
258 | 113-SG-7365R | Sight Glass | - | TBD | OUT | #REF! | #REF! | Pending | #REF! | Yes
259 | 113-SG-7366R | Sight Glass | - | TBD | OUT | #REF! | #REF! | Pending | #REF! | Yes
260 | 113-SG-7371R | Sight Glass | - | TBD | OUT | #REF! | #REF! | Pending | #REF! | Yes

## Instr Datasheet Requirement (hidden)
No. | Tag Number | Service | Instrument Type Desc. | Datasheet Document No. | Title | Scope of Supply | Note
1 | 113-AT-0001 | TSCW from 113A006 | Analyzer Transmitter | S-113-1373-0201PH | Datasheet for Analysers | #REF! | #REF!
2 | 113-FE-0030 | HPS TO HDR | Orifice Plate | S-130-1373-0601PH | Data sheet for Orifice Plates | #REF! | #REF!
3 | 113-FE-0031 | TSCW TO HDR | Orifice Plate | S-130-1373-0601PH | Data sheet for Orifice Plates | #REF! | #REF!
4 | 113-FE-7315 | HHPS TO 113ST006 | Orifice Plate | S-130-1373-0601PH | Data sheet for Orifice Plates | #REF! | #REF!
5 | 113-FT-0030 | HPS TO HDR | DP Flow Transmitter | S-113-1373-0101PH | Data sheet for Electric Transmitter (Unit 113) | #REF! | #REF!
6 | 113-FT-0031 | TSCW TO HDR | DP Flow Transmitter | S-113-1373-0101PH | Data sheet for Electric Transmitter (Unit 113) | #REF! | #REF!
7 | 113-FT-7315 | HHPS TO 113ST006 | DP Flow Transmitter | S-113-1373-0101PH | Data sheet for Electric Transmitter (Unit 113) | #REF! | #REF!
8 | 113-HV-0005 | CSWS TO 113ST601E01 | Motor Operated Valve | S-130-1374-0301PH | Datasheet for MOV | #REF! | #REF!
9 | 113-HV-0006 | CSWR FRM 113ST601E01 | Motor Operated Valve | S-130-1374-0301PH | Datasheet for MOV | #REF! | #REF!
10 | 113-HV-0015 | CSWS TO 113ST601E01 | Motor Operated Valve | S-130-1374-0301PH | Datasheet for MOV | #REF! | #REF!
11 | 113-HV-0016 | CSWR FRM 113ST601E01 | Motor Operated Valve | S-130-1374-0301PH | Datasheet for MOV | #REF! | #REF!
12 | 113-HV-7341A | MOTIVE STEAMSHUT VALVE | Motor Operated Valve | S-044-1360-0301PH | Datasheet for MOV | #REF! | #REF!
13 | 113-HV-7341B | MOTIVE STEAMSHUT VALVE | Motor Operated Valve | S-130-1374-0301PH | Datasheet for MOV | #REF! | #REF!
14 | 113-LG-7343 | MAIN CONDENSER LEVEL | Level Gauge | S-113-1373-0505PH | Datasheet for Level Gauge | #REF! | #REF!
15 | 113-LG-7356 | LO TANK LEVEL | Level Gauge | S-113-1373-0505PH | Datasheet for Level Gauge | #REF! | #REF!
16 | 113-LG-7371 | CO TANK LEVEL | Level Gauge | S-113-1373-0505PH | Datasheet for Level Gauge | #REF! | #REF!
17 | 113-LT-7342 | MAIN CONDENSER LEVEL | DP Level Transmitter | S-113-1373-0101PH | Data sheet for Electric Transmitter (Unit 113) | #REF! | #REF!
18 | 113-LT-7356 | LO TANK LEVEL | Level Transmitter Displacer | S-113-1373-0101PH | Data sheet for Electric Transmitter (Unit 113) | #REF! | #REF!
19 | 113-LT-7371 | CO TANK LEVEL | Level Transmitter Displacer | S-113-1373-0101PH | Data sheet for Electric Transmitter (Unit 113) | #REF! | #REF!
20 | 113-LV-7342A | MAIN CONDENSER LEVEL | Control Valve | S-113-1374-0101PH | Data sheet for Control Valve (Unit 113) | #REF! | #REF!
21 | 113-LV-7342B | MAIN CONDENSER LEVEL | Control Valve | S-113-1374-0101PH | Data sheet for Control Valve (Unit 113) | #REF! | #REF!
22 | 113-LZT-7343A | MAIN CONDENSER LEVELA | DP Level Transmitter | S-113-1373-0101PH | Data sheet for Electric Transmitter (Unit 113) | #REF! | #REF!
23 | 113-LZT-7343B | MAIN CONDENSER LEVELB | DP Level Transmitter | S-113-1373-0101PH | Data sheet for Electric Transmitter (Unit 113) | #REF! | #REF!
24 | 113-LZT-7343C | MAIN CONDENSER LEVELC | DP Level Transmitter | S-113-1373-0101PH | Data sheet for Electric Transmitter (Unit 113) | #REF! | #REF!
25 | 113-PCV-7351 | LO UNIT OUTLET PRESS | Pressure Regulator | S-113-1374-0302PH | Datasheet for Pressure Regulator Valve | #REF! | #REF!
26 | 113-PCV-7355 | LO PUMP DISCHARGE PRESS | Pressure Regulator | S-113-1374-0302PH | Datasheet for Pressure Regulator Valve | #REF! | #REF!
27 | 113-PDT-7371A | 113ST601F31A C/O FILTER DIFF | Diff Pressure Transmitter | S-113-1373-0101PH | Data sheet for Electric Transmitter (Unit 113) | #REF! | #REF!
28 | 113-PDT-7371B | 113ST601F31B C/O FILTER DIFF | Diff Pressure Transmitter | S-113-1373-0101PH | Data sheet for Electric Transmitter (Unit 113) | #REF! | #REF!
29 | 113-PG-7315 | HHP STEAM FROM HEADER | Pressure Gauge | S-113-1373-0501PH | Data sheet for Pressure Gauge (Unit 113) | #REF! | #REF!
30 | 113-PG-7320 | LEAK STEAM PRESS | Pressure Gauge | S-113-1373-0501PH | Data sheet for Pressure Gauge (Unit 113) | #REF! | #REF!
31 | 113-PG-7330 | CSWS TO 113ST601E01 | Pressure Gauge Diaphragm Seal | S-113-1373-0501PH | Data sheet for Pressure Gauge (Unit 113) | #REF! | #REF!
32 | 113-PG-7332 | EJECTOR CONDENSER PRESS | Pressure Gauge | S-113-1373-0501PH | Data sheet for Pressure Gauge (Unit 113) | #REF! | #REF!
33 | 113-PG-7340 | CSWS TO 113ST601E01 | Pressure Gauge Diaphragm Seal | S-113-1373-0501PH | Data sheet for Pressure Gauge (Unit 113) | #REF! | #REF!
34 | 113-PG-7341A | MOTIVE STEAM PRESS | Pressure Gauge | S-113-1373-0501PH | Data sheet for Pressure Gauge (Unit 113) | #REF! | #REF!
35 | 113-PG-7341B | MOTIVE STEAM PRESS | Pressure Gauge | S-113-1373-0501PH | Data sheet for Pressure Gauge (Unit 113) | #REF! | #REF!
36 | 113-PG-7344A | CONDENSATE PUMP SUCTION PRESS | Pressure Gauge | S-113-1373-0501PH | Data sheet for Pressure Gauge (Unit 113) | #REF! | #REF!
37 | 113-PG-7344B | CONDENSATE PUMP SUCTION PRESS | Pressure Gauge | S-113-1373-0501PH | Data sheet for Pressure Gauge (Unit 113) | #REF! | #REF!
38 | 113-PG-7345A | CONDENSATE PUMP DISCHARGE PRESS | Pressure Gauge | S-113-1373-0501PH | Data sheet for Pressure Gauge (Unit 113) | #REF! | #REF!
39 | 113-PG-7345B | CONDENSATE PUMP DISCHARGE PRESS | Pressure Gauge | S-113-1373-0501PH | Data sheet for Pressure Gauge (Unit 113) | #REF! | #REF!
40 | 113-PG-7351 | LO UNI TO UTLET PRESS | Pressure Gauge | S-113-1373-0501PH | Data sheet for Pressure Gauge (Unit 113) | #REF! | #REF!
41 | 113-PG-7352 | LO FILTER OUTLET PRESS | Pressure Gauge | S-113-1373-0501PH | Data sheet for Pressure Gauge (Unit 113) | #REF! | #REF!
42 | 113-PG-7353 | LO FILTER INLET PRESS | Pressure Gauge | S-113-1373-0501PH | Data sheet for Pressure Gauge (Unit 113) | #REF! | #REF!
43 | 113-PG-7355A | LO PUMP DISCHARGE PRESS | Pressure Gauge | S-113-1373-0501PH | Data sheet for Pressure Gauge (Unit 113) | #REF! | #REF!
44 | 113-PG-7355B | LO PUMP DISCHARGE PRESS | Pressure Gauge | S-113-1373-0501PH | Data sheet for Pressure Gauge (Unit 113) | #REF! | #REF!
45 | 113-PG-7355C | LO PUMP DISCHARGE PRESS | Pressure Gauge | S-113-1373-0501PH | Data sheet for Pressure Gauge (Unit 113) | #REF! | #REF!
46 | 113-PG-7356A | LO PURIFIER INLET PRESS | Pressure Gauge | S-113-1373-0501PH | Data sheet for Pressure Gauge (Unit 113) | #REF! | #REF!
47 | 113-PG-7356B | LO PURIFIER OUTLET PRESS | Pressure Gauge | S-113-1373-0501PH | Data sheet for Pressure Gauge (Unit 113) | #REF! | #REF!
48 | 113-PG-7371 | CO PRESS | Pressure Gauge | S-113-1373-0501PH | Data sheet for Pressure Gauge (Unit 113) | #REF! | #REF!
49 | 113-PG-7382 | CO PRESS | Pressure Gauge | S-113-1373-0501PH | Data sheet for Pressure Gauge (Unit 113) | #REF! | #REF!
50 | 113-PT-7315 | HHPS TO 113ST006 | Pressure Transmitter | S-113-1373-0101PH | Data sheet for Electric Transmitter (Unit 113) | #REF! | #REF!
51 | 113-PT-7371 | CO PRESS | Pressure Transmitter | S-113-1373-0101PH | Data sheet for Electric Transmitter (Unit 113) | #REF! | #REF!
52 | 113-PZT-7372A | CO PRESS A | Pressure Transmitter | S-113-1373-0101PH | Data sheet for Electric Transmitter (Unit 113) | #REF! | #REF!
53 | 113-PZT-7372B | CO PRESS B | Pressure Transmitter | S-113-1373-0101PH | Data sheet for Electric Transmitter (Unit 113) | #REF! | #REF!
54 | 113-PZT-7372C | CO PRESS C | Pressure Transmitter | S-113-1373-0101PH | Data sheet for Electric Transmitter (Unit 113) | #REF! | #REF!
55 | 113-RO-7306 | Extraction Steam line | Orifice Plate | S-130-1373-0601PH | Data sheet for Orifice Plates | #REF! | #REF!
56 | 113-RO-7307 | Steam Turbine | Orifice Plate | S-130-1373-0601PH | Data sheet for Orifice Plates | #REF! | #REF!
57 | 113-RO-7310 | Main condenser | Orifice Plate | S-130-1373-0601PH | Data sheet for Orifice Plates | #REF! | #REF!
58 | 113-RO-7311 | Main condenser | Orifice Plate | S-130-1373-0601PH | Data sheet for Orifice Plates | #REF! | #REF!
59 | 113-RO-7313 | Main condenser | Orifice Plate | S-130-1373-0601PH | Data sheet for Orifice Plates | #REF! | #REF!
60 | 113-RO-7314 | Main condenser | Orifice Plate | S-130-1373-0601PH | Data sheet for Orifice Plates | #REF! | #REF!
61 | 113-RO-7345A | Main condenser | Orifice Plate | S-130-1373-0601PH | Data sheet for Orifice Plates | #REF! | #REF!
62 | 113-RO-7345B | Main condenser | Orifice Plate | S-130-1373-0601PH | Data sheet for Orifice Plates | #REF! | #REF!
63 | 113-RO-7351 | Lube Oil | Orifice Plate | S-130-1373-0601PH | Data sheet for Orifice Plates | #REF! | #REF!
64 | 113-RO-7352A | Lube Oil | Orifice Plate | S-130-1373-0601PH | Data sheet for Orifice Plates | #REF! | #REF!
65 | 113-RO-7352B | Lube Oil | Orifice Plate | S-130-1373-0601PH | Data sheet for Orifice Plates | #REF! | #REF!
66 | 113-RO-7352C | Lube Oil | Orifice Plate | S-130-1373-0601PH | Data sheet for Orifice Plates | #REF! | #REF!
67 | 113-RO-7353 | Lube Oil | Orifice Plate | S-130-1373-0601PH | Data sheet for Orifice Plates | #REF! | #REF!
68 | 113-RO-7354A | Lube Oil | Orifice Plate | S-130-1373-0601PH | Data sheet for Orifice Plates | #REF! | #REF!
69 | 113-RO-7354B | Lube Oil | Orifice Plate | S-130-1373-0601PH | Data sheet for Orifice Plates | #REF! | #REF!
70 | 113-RO-7355A | Lube Oil | Orifice Plate | S-130-1373-0601PH | Data sheet for Orifice Plates | #REF! | #REF!
71 | 113-RO-7355B | Lube Oil | Orifice Plate | S-130-1373-0601PH | Data sheet for Orifice Plates | #REF! | #REF!
72 | 113-RO-7355C | Lube Oil | Orifice Plate | S-130-1373-0601PH | Data sheet for Orifice Plates | #REF! | #REF!
73 | 113-RO-7360 | Lube Oil | Orifice Plate | S-130-1373-0601PH | Data sheet for Orifice Plates | #REF! | #REF!
74 | 113-RO-7371 | Control Oil | Orifice Plate | S-130-1373-0601PH | Data sheet for Orifice Plates | #REF! | #REF!
75 | 113-TCV-7353 | LO UNIT OUTLET PRESS | Pressure Regulator | S-113-1374-0302PH | Datasheet for Pressure Regulator Valve | #REF! | #REF!
76 | 113-TE-7305A | TSCW TO 113ST601DS01 | Thermocouple | S-113-1373-0401PH | Data sheet for Temperature Elements and Wells | #REF! | #REF!
77 | 113-TE-7305B | TSCW TO 113ST601DS01 | Thermocouple | S-113-1373-0401PH | Data sheet for Temperature Elements and Wells | #REF! | #REF!
78 | 113-TE-7312A | HPS FRM113ST601 | Thermocouple | S-113-1373-0401PH | Data sheet for Temperature Elements and Wells | #REF! | #REF!
79 | 113-TE-7312B | HPS FRM113ST601 | Thermocouple | S-113-1373-0401PH | Data sheet for Temperature Elements and Wells | #REF! | #REF!
80 | 113-TE-7315 | MAIN STEAM TEMP | Thermocouple | S-113-1373-0401PH | Data sheet for Temperature Elements and Wells | #REF! | #REF!
81 | 113-TE-7330 | SCW TO HDR | RTD | S-113-1373-0401PH | Data sheet for Temperature Elements and Wells | #REF! | #REF!
82 | 113-TE-7340 | SCW TO HDR | RTD | S-113-1373-0401PH | Data sheet for Temperature Elements and Wells | #REF! | #REF!
83 | 113-TE-7371 | CO TANK TEMP | Temperature Element | S-113-1373-0401PH | Data sheet for Temperature Elements and Wells | #REF! | #REF!
84 | 113-TE-7371A | CO TANK TEMP | Thermocouple | S-113-1373-0401PH | Data sheet for Temperature Elements and Wells | #REF! | #REF!
85 | 113-TE-7371B | CO TANK TEMP | Thermocouple | S-113-1373-0401PH | Data sheet for Temperature Elements and Wells | #REF! | #REF!
86 | 113-TG-7331 | COOLING WATER TEMP | Temperature Gauge | S-113-1373-0502PH | Datasheet for Thermometer and well (Unit 113) | #REF! | #REF!
87 | 113-TG-7332 | EJEC TO RCOND | Temperature Gauge | S-113-1373-0502PH | Datasheet for Thermometer and well (Unit 113) | #REF! | #REF!
88 | 113-TG-7341 | MOTIVE STEAM TEMP | Temperature Gauge | S-113-1373-0502PH | Datasheet for Thermometer and well (Unit 113) | #REF! | #REF!
89 | 113-TG-7342 | 113A006 CW TO HDR | Temperature Gauge | S-113-1373-0502PH | Datasheet for Thermometer and well (Unit 113) | #REF! | #REF!
90 | 113-TG-7343 | 113A006 CW TO HDR | Temperature Gauge | S-113-1373-0502PH | Datasheet for Thermometer and well (Unit 113) | #REF! | #REF!
91 | 113-TG-7344 | 113A006 CW TO HDR | Temperature Gauge | S-113-1373-0502PH | Datasheet for Thermometer and well (Unit 113) | #REF! | #REF!
92 | 113-TG-7353 | LO COOLER OUTLET TEMP | Temperature Gauge | S-113-1373-0502PH | Datasheet for Thermometer and well (Unit 113) | #REF! | #REF!
93 | 113-TG-7354 | LO COOLER INLET TEMP | Temperature Gauge | S-113-1373-0502PH | Datasheet for Thermometer and well (Unit 113) | #REF! | #REF!
94 | 113-TG-7356 | LO TANK TEMP | Temperature Gauge | S-113-1373-0502PH | Datasheet for Thermometer and well (Unit 113) | #REF! | #REF!
95 | 113-TG-7371 | CO TANK TEMP | Temperature Gauge | S-113-1373-0502PH | Datasheet for Thermometer and well (Unit 113) | #REF! | #REF!
96 | 113-TGW-7331 | COOLING WATER TEMP | Thermowell | S-113-1373-0502PH | Datasheet for Thermometer and well (Unit 113) | #REF! | #REF!
97 | 113-TGW-7332 | EJEC TO RCOND | Thermowell | S-113-1373-0502PH | Datasheet for Thermometer and well (Unit 113) | #REF! | #REF!
98 | 113-TGW-7341 | MOTIVE STEAM TEMP | Thermowell | S-113-1373-0502PH | Datasheet for Thermometer and well (Unit 113) | #REF! | #REF!
99 | 113-TGW-7344 | 113A006 CW TO HDR | Thermowell | - | - | #REF! | #REF!
100 | 113-TGW-7353 | LO COOLER OUTLET TEMP | Thermowell | - | - | #REF! | #REF!
101 | 113-TGW-7354 | LO COOLER INLET TEMP | Thermowell | - | - | #REF! | #REF!
102 | 113-TGW-7356 | LO TANK TEMP | Thermowell | - | - | #REF! | #REF!
103 | 113-TGW-7371 | CO TANK TEMP | Thermowell | - | - | #REF! | #REF!
104 | 113-TS-7356 | LO TANK HEATER OVER HEAT | Temperature Switch | S-113-1373-0502PH | Datasheet For Temperature Switch | #REF! | #REF!
105 | 113-TS-7371 | CO TANK HEATER OVER HEAT | Temperature Switch | S-113-1373-0502PH | Datasheet For Temperature Switch | #REF! | #REF!
106 | 113-TT-7305A | TSCW TO 113ST601DS01 | Temperature Transmitter | S-113-1373-0101PH | Data sheet for Electric Transmitter (Unit 113) | #REF! | #REF!
107 | 113-TT-7305B | TSCW TO 113ST601DS01 | Temperature Transmitter | S-113-1373-0101PH | Data sheet for Electric Transmitter (Unit 113) | #REF! | #REF!
108 | 113-TT-7312A | HPS FRM113ST601 | Temperature Transmitter | S-113-1373-0101PH | Data sheet for Electric Transmitter (Unit 113) | #REF! | #REF!
109 | 113-TT-7312B | HPS FRM113ST601 | Temperature Transmitter | S-113-1373-0101PH | Data sheet for Electric Transmitter (Unit 113) | #REF! | #REF!
110 | 113-TT-7315 | MAIN STEAM TEMP | Temperature Transmitter | S-113-1373-0101PH | Data sheet for Electric Transmitter (Unit 113) | #REF! | #REF!
111 | 113-TT-7330 | SCW TO HDR | Temperature Transmitter | S-113-1373-0101PH | Data sheet for Electric Transmitter (Unit 113) | #REF! | #REF!
112 | 113-TT-7340 | SCW TO HDR | Temperature Transmitter | S-113-1373-0101PH | Data sheet for Electric Transmitter (Unit 113) | #REF! | #REF!
113 | 113-TT-7351 | L/O TO 113STG601 | Temperature Transmitter | S-113-1373-0101PH | Data sheet for Electric Transmitter (Unit 113) | #REF! | #REF!
114 | 113-TT-7371 | CO TANK TEMP | Temperature Transmitter | S-113-1373-0101PH | Data sheet for Electric Transmitter (Unit 113) | #REF! | #REF!
115 | 113-TV-7305 | MPS TO 113ST601DS01 | Control Valve | S-113-1374-0101PH | Data sheet for Control Valve (Unit 113) | #REF! | #REF!
116 | 113-TV-7312 | HPS FRM113ST601 | Control Valve | S-113-1374-0101PH | Data sheet for Control Valve (Unit 113) | #REF! | #REF!
117 | 113-UV-7306 | EXT DRAIN VALVE | On/Off Valve | S-113-1374-0201PH | Datasheet for On-Off Valve | #REF! | #REF!
118 | 113-UV-7331 | VACUUM BREAKER VALVE | On/Off Valve | S-113-1374-0201PH | Datasheet for On-Off Valve | #REF! | #REF!
119 | 113-LS-7392WL | GEN COOL WATER LEAKAGE | Level Switch | - | - | #REF! | #REF!
120 | 113-PDT-7352 | 113ST601F21 A/B L/O FILTER DIFF | Diff Pressure Transmitter | - | - | #REF! | #REF!
121 | 113-PG-7302 | STEAM TURBINE PRESS | Pressure Gauge | - | - | #REF! | #REF!
122 | 113-PG-7305 | 1st STAGE STEAM PRESS | Pressure Gauge | - | - | #REF! | #REF!
123 | 113-PG-7311 | STEAM TURBINE TO ATM | Pressure Gauge | - | - | #REF! | #REF!
124 | 113-PG-7312 | MIDDLE STAGE STEAM PRESS | Pressure Gauge | - | - | #REF! | #REF!
125 | 113-PG-7359 | LO PRESS | Pressure Gauge | - | - | #REF! | #REF!
126 | 113-PS-7372 | CO PRESS NORMAL(FORMSVTEST) | Pressure Switch | - | - | #REF! | #REF!
127 | 113-PT-7302 | EXH STEAM PRESS | Pressure Transmitter | - | - | #REF! | #REF!
128 | 113-PT-7311 | HPS TO HDR | Pressure Transmitter | - | - | #REF! | #REF!
129 | 113-PT-7314 | SEAL STEAM PRESS | Pressure Transmitter | - | - | #REF! | #REF!
130 | 113-PT-7360 | LO PRESS | Pressure Transmitter | - | - | #REF! | #REF!
131 | 113-PV-7314A | SEAL STEAM PRESS | Control Valve | - | - | #REF! | #REF!
132 | 113-PV-7314B | SEAL STEAM PRESS | Control Valve | - | - | #REF! | #REF!
133 | 113-PZT-7303A | EXH STEAM PRESS A | Pressure Transmitter | - | - | #REF! | #REF!
134 | 113-PZT-7303B | EXHSTEAM PRESS B | Pressure Transmitter | - | - | #REF! | #REF!
135 | 113-PZT-7303C | EXH STEAM PRESS C | Pressure Transmitter | - | - | #REF! | #REF!
136 | 113-PZT-7310A | EXTSTEAM PRESS A | Pressure Transmitter | - | - | #REF! | #REF!
137 | 113-PZT-7310B | EXT STEAM PRESS B | Pressure Transmitter | - | - | #REF! | #REF!
138 | 113-PZT-7310C | EXTSTEAM PRESS C | Pressure Transmitter | - | - | #REF! | #REF!
139 | 113-PZT-7359A | LO PRESS A | Pressure Transmitter | - | - | #REF! | #REF!
140 | 113-PZT-7359B | LO PRESS B | Pressure Transmitter | - | - | #REF! | #REF!
141 | 113-PZT-7359C | LO PRESS C | Pressure Transmitter | - | - | #REF! | #REF!
142 | 113-RO-7365 | Lube Oil | Orifice Plate | - | - | #REF! | #REF!
143 | 113-RO-7366 | Lube Oil | Orifice Plate | - | - | #REF! | #REF!
144 | 113-SE-7391SK | ST KEY PHASOR | Key Phasor Probe | - | - | #REF! | #REF!
145 | 113-ST-7391SK | ST KEY PHASOR | Speed Transmitter | - | - | #REF! | #REF!
146 | 113-SV-7376A | HP GOV VALVE A | Control Valve | - | - | #REF! | #REF!
147 | 113-SV-7376B | HP GOV VALVE B | Control Valve | - | - | #REF! | #REF!
148 | 113-SV-7376C | HP GOV VALVE C | Control Valve | - | - | #REF! | #REF!
149 | 113-SV-7380A | EXT GOV VALVE A | Control Valve | - | - | #REF! | #REF!
150 | 113-SV-7380B | EXT GOV VALVE B | Control Valve | - | - | #REF! | #REF!
151 | 113-SZE-7378A | ST SPEED A (OVERSPEED) | Speed Sensor | - | - | #REF! | #REF!
152 | 113-SZE-7378B | ST SPEED B (OVERSPEED) | Speed Sensor | - | - | #REF! | #REF!
153 | 113-SZE-7378C | ST SPEED C (OVERSPEED) | Speed Sensor | - | - | #REF! | #REF!
154 | 113-SZE-7379A | ST SPEED A | Speed Sensor | - | - | #REF! | #REF!
155 | 113-SZE-7379B | ST SPEED B | Speed Sensor | - | - | #REF! | #REF!
156 | 113-SZT-7378A | ST SPEED A (OVERSPEED) | Speed Transmitter | - | - | #REF! | #REF!
157 | 113-SZT-7378B | ST SPEED B (OVERSPEED) | Speed Transmitter | - | - | #REF! | #REF!
158 | 113-SZT-7378C | ST SPEED C (OVERSPEED) | Speed Transmitter | - | - | #REF! | #REF!
159 | 113-SZT-7379A | ST SPEED A | Speed Transmitter | - | - | #REF! | #REF!
160 | 113-SZT-7379B | ST SPEED B | Speed Transmitter | - | - | #REF! | #REF!
161 | 113-TE-7301 | EXH STEAM TEMP | Thermocouple | - | - | #REF! | #REF!
162 | 113-TE-7310 | MPS FRM113ST601 | Thermocouple | - | - | #REF! | #REF!
163 | 113-TE-7313 | CASING TEMP | Thermocouple | - | - | #REF! | #REF!
164 | 113-TE-7351 | L/O TO 113STG601 | Thermocouple | - | - | #REF! | #REF!
165 | 113-TE-7356 | LO TANK TEMP | Thermocouple | - | - | #REF! | #REF!
166 | 113-TE-7392CA | GENCOOLAIR TEMP (COLD SIDE A) | RTD | - | - | #REF! | #REF!
167 | 113-TE-7392CB | GENCOOLAIR TEMP (COLD SIDE B) | RTD | - | - | #REF! | #REF!
168 | 113-TE-7392H | GENCOOLAIR TEMP (HOTSIDE) | RTD | - | - | #REF! | #REF!
169 | 113-TE-7394U | GENERA TO RWINDING TEMP .UPHASE | RTD | - | - | #REF! | #REF!
170 | 113-TE-7395V | - | RTD | - | - | #REF! | #REF!
171 | 113-TE-7395Y | - | Thermocouple | - | - | #REF! | #REF!
172 | 113-TE-7396W | - | RTD | - | - | #REF! | #REF!
173 | 113-TG-7301 | STM TURBN | Temperature Gauge | - | - | #REF! | #REF!
174 | 113-TG-7309 | MPSTM TO HDR | Temperature Gauge | - | - | #REF! | #REF!
175 | 113-TGW-7309 | MPSTM TO HDR | Thermowell | - | - | #REF! | #REF!
176 | 113-TGW-7343 | 113A006 CW TO HDR | Thermowell | - | - | #REF! | #REF!
177 | 113-TT-7301 | EXH STEAM TEMP | Temperature Transmitter | - | - | #REF! | #REF!
178 | 113-TT-7310 | MPS FRM113ST601 | Temperature Transmitter | - | - | #REF! | #REF!
179 | 113-TT-7313 | CASING TEMP | Temperature Transmitter | - | - | #REF! | #REF!
180 | 113-TT-7356 | LO TANK TEMP | Temperature Transmitter | - | - | #REF! | #REF!
181 | 113-TW-7301 | EXH STEAM TEMP | Thermowell | - | - | #REF! | #REF!
182 | 113-TW-7310 | MPS FRM113ST601 | Thermowell | - | - | #REF! | #REF!
183 | 113-TW-7313 | CASING TEMP | Thermowell | - | - | #REF! | #REF!
184 | 113-TW-7315 | MAIN STEAM TEMP | Thermowell | - | - | #REF! | #REF!
185 | 113-TW-7330 | SCW TO HDR | Thermowell | - | - | #REF! | #REF!
186 | 113-TW-7340 | SCW TO HDR | Thermowell | - | - | #REF! | #REF!
187 | 113-TW-7351 | L/O TO 113STG601 | Thermowell | - | - | #REF! | #REF!
188 | 113-TW-7356 | LO TANK TEMP | Thermowell | - | - | #REF! | #REF!
189 | 113-TZE-7391AA | ST ANTI-THRUST BRG TEMP A | RTD | - | - | #REF! | #REF!
190 | 113-TZE-7391AB | ST ANTI-THRUST BRG TEMP B | RTD | - | - | #REF! | #REF!
191 | 113-TZE-7391AC | ST THRUST BRG TEMP A | RTD | - | - | #REF! | #REF!
192 | 113-TZE-7391AD | ST THRUST BRG TEMP B | RTD | - | - | #REF! | #REF!
193 | 113-TZE-7391HA | ST HP SIDE BRG TEMP A | RTD | - | - | #REF! | #REF!
194 | 113-TZE-7391HB | ST HP SIDE BRG TEMP B | RTD | - | - | #REF! | #REF!
195 | 113-TZE-7391LA | ST LP SIDE BRG TEMP A | RTD | - | - | #REF! | #REF!
196 | 113-TZE-7391LB | ST LP SIDE BRG TEMP B | RTD | - | - | #REF! | #REF!
197 | 113-TZE-7392EA | GENEX SIDE BRG TEMP A | RTD | - | - | #REF! | #REF!
198 | 113-TZE-7392EB | GENEX SIDE BRG TEMP B | RTD | - | - | #REF! | #REF!
199 | 113-TZE-7392GA | GENSTSIDE BRG TEMP A | RTD | - | - | #REF! | #REF!
200 | 113-TZE-7392GB | GENST SIDE BRG TEMP B | RTD | - | - | #REF! | #REF!
201 | 113-UV-7304 | EXH SPRAY VALVE | On/Off Valve | - | - | #REF! | #REF!
202 | 113-UV-7307 | CASING DRAIN VALVE | On/Off Valve | - | - | #REF! | #REF!
203 | 113-UV-7311 | EXT CHECK VALVE | On/Off Valve | - | - | #REF! | #REF!
204 | 113-UV-7316 | MSV DRAIN VALVE | On/Off Valve | - | - | #REF! | #REF!
205 | 113-UZY-7372 | MAIN STOP VALVE | Solenoid Valve | - | - | #REF! | #REF!
206 | 113-UZY-7372A | MAINS TOP VALVE SOV A | Solenoid Valve | - | - | #REF! | #REF!
207 | 113-UZY-7372B | MAINS TOP VALVE SOV B | Solenoid Valve | - | - | #REF! | #REF!
208 | 113-UZY-7372C | MSV TEST SOV | Solenoid Valve | - | - | #REF! | #REF!
209 | 113-UZY-7372D | MSV PARTIAL STROKE TEST SOV | Solenoid Valve | - | - | #REF! | #REF!
210 | 113-VE-7391HX | ST HP SIDE VIBX | Proximity Probe (X-Axis) | - | - | #REF! | #REF!
211 | 113-VE-7391HY | ST HP SIDE VIBY | Proximity Probe (Y-Axis) | - | - | #REF! | #REF!
212 | 113-VE-7391LX | ST LP SIDE VIB X | Proximity Probe (X-Axis) | - | - | #REF! | #REF!
213 | 113-VE-7391LY | ST LP SIDE VIB Y | Proximity Probe (Y-Axis) | - | - | #REF! | #REF!
214 | 113-VE-7392EX | GEN EX SIDE VIB X | Proximity Probe (X-Axis) | - | - | #REF! | #REF!
215 | 113-VE-7392EY | GEN EX SIDE VIB Y | Proximity Probe (Y-Axis) | - | - | #REF! | #REF!
216 | 113-VE-7392GX | GEN GX SIDE VIB X | Proximity Probe (X-Axis) | - | - | #REF! | #REF!
217 | 113-VE-7392GY | GEN GX SIDE VIB Y | Proximity Probe (Y-Axis) | - | - | #REF! | #REF!
218 | 113-VT-7391HX | ST HP SIDE VIBX | Proximity Transducer | - | - | #REF! | #REF!
219 | 113-VT-7391HY | ST HP SIDE VIBY | Proximity Transducer | - | - | #REF! | #REF!
220 | 113-VT-7391LX | ST LP SIDE VIB X | Proximity Transducer | - | - | #REF! | #REF!
221 | 113-VT-7391LY | ST LP SIDE VIB Y | Proximity Transducer | - | - | #REF! | #REF!
222 | 113-VT-7392EX | GEN EX SIDE VIB X | Proximity Transducer | - | - | #REF! | #REF!
223 | 113-VT-7392EY | GEN EX SIDE VIB Y | Proximity Transducer | - | - | #REF! | #REF!
224 | 113-VT-7392GX | GEN GX SIDE VIB X | Proximity Transducer | - | - | #REF! | #REF!
225 | 113-VT-7392GY | GEN GX SIDE VIB Y | Proximity Transducer | - | - | #REF! | #REF!
226 | 113-XE-7391AA | ST SHAFT POSITION A | Proximity Probe (Axial Displacement) | - | - | #REF! | #REF!
227 | 113-XE-7391AB | ST SHAFT POSITION B | Proximity Probe (Axial Displacement) | - | - | #REF! | #REF!
228 | 113-XT-7391AA | ST SHAFT POSITION A | Proximity Transducer | - | - | #REF! | #REF!
229 | 113-XT-7391AB | ST SHAFT POSITION B | Proximity Transducer | - | - | #REF! | #REF!

## To instrument (HIDE) (hidden)
Tag Number | Tag Number |  |  | Instrument Procument | Instrument Type Desc. | Signal Type
113-HV-0005 | 113 | HV | 5 | - | Motor Operated Valve
113-HV-0006 | 113 | HV | 6 | - | Motor Operated Valve
113-HV-0015 | 113 | HV | 15 | - | Motor Operated Valve
113-HV-0016 | 113 | HV | 16 | - | Motor Operated Valve
113-FE-0030 | 113 | FE | 30 | Yes | Orifice Plate
113-FT-0030 | 113 | FT | 30 | Yes | DP Flow Transmitter | 4-20mA
113-FE-0031 | 113 | FE | 31 | Yes | Orifice Plate
113-FT-0031 | 113 | FT | 31 | Yes | DP Flow Transmitter | 4-20mA
113-USL-7204 | 113 | USL | 7204 | - | Limit Switch (Close) | VOLTFREE
113-UV-7204 | 113 | UV | 7204 | Yes | On/Off Valve
113-UY-7204 | 113 | UY | 7204 | - | Solenoid Valve | 24VDC
113-USL-7206 | 113 | USL | 7206 | - | Limit Switch (Close) | VOLTFREE
113-UV-7206 | 113 | UV | 7206 | Yes | On/Off Valve
113-UY-7206 | 113 | UY | 7206 | - | Solenoid Valve | 24VDC
113-USL-7207 | 113 | USL | 7207 | - | Limit Switch (Close) | VOLTFREE
113-UV-7207 | 113 | UV | 7207 | Yes | On/Off Valve
113-UY-7207 | 113 | UY | 7207 | - | Solenoid Valve | 24VDC
113-USL-7211 | 113 | USL | 7211 | - | Limit Switch (Close) | VOLTFREE
113-UV-7211 | 113 | UV | 7211 | Yes | On/Off Valve
113-UY-7211 | 113 | UY | 7211 | - | Solenoid Valve | 24VDC
113-USL-7216 | 113 | USL | 7216 | - | Limit Switch (Close) | VOLTFREE
113-UV-7216 | 113 | UV | 7216 | Yes | On/Off Valve
113-UY-7216 | 113 | UY | 7216 | - | Solenoid Valve | 24VDC
113-USL-7231 | 113 | USL | 7231 | - | Limit Switch (Close) | VOLTFREE
113-UV-7231 | 113 | UV | 7231 | Yes | On/Off Valve
113-UY-7231 | 113 | UY | 7231 | - | Solenoid Valve | 24VDC
113-TE-7301 | 113 | TE | 7301 | Yes | Thermocouple | TYPE K
113-TG-7301 | 113 | TG | 7301 | Yes | Temperature Gauge
113-TT-7301 | 113 | TT | 7301 | Yes | Temperature Transmitter | 4-20mA
113-TW-7301 | 113 | TW | 7301 | Yes | Thermowell
113-PT-7302 | 113 | PT | 7302 | Yes | Pressure Transmitter | 4-20mA
113-USL-7304 | 113 | USL | 7304 | - | Limit Switch (Close) | VOLTFREE
113-UV-7304 | 113 | UV | 7304 | Yes | On/Off Valve
113-UY-7304 | 113 | UY | 7304 | - | Solenoid Valve | 24VDC
113-PG-7305 | 113 | PG | 7305 | Yes | Pressure Gauge
113-TV-7305 | 113 | TV | 7305 | Yes | Control Valve | 4-20mA
113-USL-7306 | 113 | USL | 7306 | - | Limit Switch (Close) | VOLTFREE
113-UV-7306 | 113 | UV | 7306 | Yes | On/Off Valve
113-UY-7306 | 113 | UY | 7306 | - | Solenoid Valve | 24VDC
113-USL-7307 | 113 | USL | 7307 | - | Limit Switch (Close) | VOLTFREE
113-UV-7307 | 113 | UV | 7307 | Yes | On/Off Valve
113-UY-7307 | 113 | UY | 7307 | - | Solenoid Valve | 24VDC
113-TG-7309 | 113 | TG | 7309 | Yes | Temperature Gauge
113-TGW-7309 | 113 | TGW | 7309 | Yes | Thermowell
113-TE-7310 | 113 | TE | 7310 | Yes | Thermocouple | TYPE K
113-TT-7310 | 113 | TT | 7310 | Yes | Temperature Transmitter | 4-20mA
113-TW-7310 | 113 | TW | 7310 | Yes | Thermowell
113-PG-7311 | 113 | PG | 7311 | Yes | Pressure Gauge
113-PT-7311 | 113 | PT | 7311 | Yes | Pressure Transmitter | 4-20mA
113-USL-7311 | 113 | USL | 7311 | - | Limit Switch (Close) | VOLTFREE
113-UV-7311 | 113 | UV | 7311 | Yes | On/Off Valve
113-UY-7311 | 113 | UY | 7311 | - | Solenoid Valve | 24VDC
113-PG-7312 | 113 | PG | 7312 | Yes | Pressure Gauge
113-TV-7312 | 113 | TV | 7312 | Yes | Control Valve | 4-20mA
113-TE-7313 | 113 | TE | 7313 | Yes | Thermocouple | TYPE K
113-TT-7313 | 113 | TT | 7313 | Yes | Temperature Transmitter | 4-20mA
113-TW-7313 | 113 | TW | 7313 | Yes | Thermowell
113-PT-7314 | 113 | PT | 7314 | Yes | Pressure Transmitter | 4-20mA
113-FE-7315 | 113 | FE | 7315 | Yes | Orifice Plate
113-FT-7315 | 113 | FT | 7315 | Yes | DP Flow Transmitter | 4-20mA
113-PG-7315 | 113 | PG | 7315 | Yes | Pressure Gauge
113-PT-7315 | 113 | PT | 7315 | Yes | Pressure Transmitter | 4-20mA
113-TE-7315 | 113 | TE | 7315 | Yes | Thermocouple | TYPE K
113-TT-7315 | 113 | TT | 7315 | Yes | Temperature Transmitter | 4-20mA
113-TW-7315 | 113 | TW | 7315 | Yes | Thermowell
113-USL-7316 | 113 | USL | 7316 | - | Limit Switch (Close) | VOLTFREE
113-UV-7316 | 113 | UV | 7316 | Yes | On/Off Valve
113-UY-7316 | 113 | UY | 7316 | - | Solenoid Valve | 24VDC
113-PG-7320 | 113 | PG | 7320 | Yes | Pressure Gauge
113-PG-7330 | 113 | PG | 7330 | Yes | Pressure Gauge Diaphragm Seal
113-TE-7330 | 113 | TE | 7330 | Yes | RTD | RTD
113-TT-7330 | 113 | TT | 7330 | Yes | Temperature Transmitter | 4-20mA
113-TW-7330 | 113 | TW | 7330 | Yes | Thermowell
113-TG-7331 | 113 | TG | 7331 | Yes | Temperature Gauge
113-TGW-7331 | 113 | TGW | 7331 | Yes | Thermowell
113-USL-7331 | 113 | USL | 7331 | - | Limit Switch (Close) | VOLTFREE
113-UV-7331 | 113 | UV | 7331 | Yes | On/Off Valve
113-UY-7331 | 113 | UY | 7331 | - | Solenoid Valve | 24VDC
113-PG-7332 | 113 | PG | 7332 | Yes | Pressure Gauge
113-TG-7332 | 113 | TG | 7332 | Yes | Temperature Gauge
113-TGW-7332 | 113 | TGW | 7332 | Yes | Thermowell
113-PG-7340 | 113 | PG | 7340 | Yes | Pressure Gauge Diaphragm Seal
113-TE-7340 | 113 | TE | 7340 | Yes | RTD | RTD
113-TT-7340 | 113 | TT | 7340 | Yes | Temperature Transmitter | 4-20mA
113-TW-7340 | 113 | TW | 7340 | Yes | Thermowell
113-TG-7341 | 113 | TG | 7341 | Yes | Temperature Gauge
113-TGW-7341 | 113 | TGW | 7341 | Yes | Thermowell
113-LT-7342 | 113 | LT | 7342 | Yes | DP Level Transmitter | 4-20mA
113-LG-7343 | 113 | LG | 7343 | Yes | Level Gauge
113-TG-7343 | 113 | TG | 7343 | Yes | Temperature Gauge
113-TGW-7343 | 113 | TGW | 7343 | Yes | Thermowell
113-TG-7344 | 113 | TG | 7344 | Yes | Temperature Gauge
113-TGW-7344 | 113 | TGW | 7344 | Yes | Thermowell
113-PG-7351 | 113 | PG | 7351 | Yes | Pressure Gauge
113-TE-7351 | 113 | TE | 7351 | Yes | Thermocouple | TYPE K
113-TT-7351 | 113 | TT | 7351 | Yes | Temperature Transmitter | 4-20mA
113-TW-7351 | 113 | TW | 7351 | Yes | Thermowell
113-PDT-7352 | 113 | PDT | 7352 | Yes | Diff Pressure Transmitter | 4-20mA
113-PG-7352 | 113 | PG | 7352 | Yes | Pressure Gauge
113-PG-7353 | 113 | PG | 7353 | Yes | Pressure Gauge
113-TG-7353 | 113 | TG | 7353 | Yes | Temperature Gauge
113-TGW-7353 | 113 | TGW | 7353 | Yes | Thermowell
113-TG-7354 | 113 | TG | 7354 | Yes | Temperature Gauge
113-TGW-7354 | 113 | TGW | 7354 | Yes | Thermowell
113-LG-7356 | 113 | LG | 7356 | Yes | Level Gauge
113-LT-7356 | 113 | LT | 7356 | Yes | Level Transmitter Displacer | 4-20mA
113-TE-7356 | 113 | TE | 7356 | Yes | Thermocouple | TYPE K
113-TG-7356 | 113 | TG | 7356 | Yes | Temperature Gauge
113-TGW-7356 | 113 | TGW | 7356 | Yes | Thermowell
113-TS-7356 | 113 | TS | 7356 | Yes | Temperature Switch | VOLTFREE
113-TT-7356 | 113 | TT | 7356 | Yes | Temperature Transmitter | 4-20mA
113-TW-7356 | 113 | TW | 7356 | Yes | Thermowell
113-PG-7359 | 113 | PG | 7359 | Yes | Pressure Gauge
113-PT-7360 | 113 | PT | 7360 | Yes | Pressure Transmitter | 4-20mA
113-LG-7371 | 113 | LG | 7371 | Yes | Level Gauge
113-LT-7371 | 113 | LT | 7371 | Yes | Level Transmitter Displacer | 4-20mA
113-PG-7371 | 113 | PG | 7371 | Yes | Pressure Gauge
113-PT-7371 | 113 | PT | 7371 | Yes | Pressure Transmitter | 4-20mA
113-TG-7371 | 113 | TG | 7371 | Yes | Temperature Gauge
113-TGW-7371 | 113 | TGW | 7371 | Yes | Thermowell
113-TS-7371 | 113 | TS | 7371 | Yes | Temperature Switch | VOLTFREE
113-TT-7371 | 113 | TT | 7371 | Yes | Temperature Transmitter | 4-20mA
113-PS-7372 | 113 | PS | 7372 | Yes | Hand Switch | VOLTFREE
113-UZSH-7372 | 113 | UZSH | 7372 | - | Limit Switch (Open) | VOLTFREE
113-UZSL-7372 | 113 | UZSL | 7372 | - | Limit Switch (Close) | VOLTFREE
113-UZV-7372 | 113 | UZV | 7372 | - | On/Off Valve | 24VDC
113-UZY-7373 | 113 | UZY | 7373 | - | Solenoid Valve | 24VDC
113-UZSH-7374 | 113 | UZSH | 7374 | - | Limit Switch (Open) | 24VDC
113-UZSL-7374 | 113 | UZSL | 7374 | - | Limit Switch (Close) | 24VDC
113-UZY-7374 | 113 | UZY | 7374 | - | Solenoid Valve | 24VDC
113-UZSH-7375 | 113 | UZSH | 7375 | - | Limit Switch (Open) | 24VDC
113-PG-7382 | 113 | PG | 7382 | Yes | Pressure Gauge
113-PZT-7303A | 113 | PZT | 7303A | Yes | Pressure Transmitter | 4-20mA
113-PZT-7303B | 113 | PZT | 7303B | Yes | Pressure Transmitter | 4-20mA
113-PZT-7303C | 113 | PZT | 7303C | Yes | Pressure Transmitter | 4-20mA
113-TE-7305A | 113 | TE | 7305A | Yes | Thermocouple | TYPE K
113-TT-7305A | 113 | TT | 7305A | Yes | Temperature Transmitter | 4-20mA
113-TE-7305B | 113 | TE | 7305B | Yes | Thermocouple | TYPE K
113-TT-7305B | 113 | TT | 7305B | Yes | Temperature Transmitter | 4-20mA
113-PZT-7310A | 113 | PZT | 7310A | Yes | Pressure Transmitter | 4-20mA
113-PZT-7310B | 113 | PZT | 7310B | Yes | Pressure Transmitter | 4-20mA
113-PZT-7310C | 113 | PZT | 7310C | Yes | Pressure Transmitter | 4-20mA
113-TE-7312A | 113 | TE | 7312A | Yes | Thermocouple | TYPE K
113-TT-7312A | 113 | TT | 7312A | Yes | Temperature Transmitter | 4-20mA
113-TE-7312B | 113 | TE | 7312B | Yes | Thermocouple | TYPE K
113-TT-7312B | 113 | TT | 7312B | Yes | Temperature Transmitter | 4-20mA
113-PV-7314A | 113 | PV | 7314A | Yes | Control Valve | 4-20mA
113-PV-7314B | 113 | PV | 7314B | Yes | Control Valve | 4-20mA
113-HV-7341A | 113 | HV | 7341A | - | Motor Operated Valve
113-PG-7341A | 113 | PG | 7341A | Yes | Pressure Gauge
113-HV-7341B | 113 | HV | 7341B | - | Motor Operated Valve
113-PG-7341B | 113 | PG | 7341B | Yes | Pressure Gauge
113-LV-7342A | 113 | LV | 7342A | Yes | Control Valve | 4-20mA
113-PV-7342A | 113 | PV | 7342A | Yes | Control Valve | 4-20mA
113-LV-7342B | 113 | LV | 7342B | Yes | Control Valve | 4-20mA
113-PV-7342B | 113 | PV | 7342B | Yes | Control Valve | 4-20mA
113-LZT-7343A | 113 | LZT | 7343A | Yes | DP Level Transmitter | 4-20mA
113-LZT-7343B | 113 | LZT | 7343B | Yes | DP Level Transmitter | 4-20mA
113-LZT-7343C | 113 | LZT | 7343C | Yes | DP Level Transmitter | 4-20mA
113-PG-7344A | 113 | PG | 7344A | Yes | Pressure Gauge
113-PG-7344B | 113 | PG | 7344B | Yes | Pressure Gauge
113-PG-7345A | 113 | PG | 7345A | Yes | Pressure Gauge
113-PG-7345B | 113 | PG | 7345B | Yes | Pressure Gauge
113-PG-7355A | 113 | PG | 7355A | Yes | Pressure Gauge
113-PG-7355B | 113 | PG | 7355B | Yes | Pressure Gauge
113-PG-7355C | 113 | PG | 7355C | Yes | Pressure Gauge
113-PG-7356A | 113 | PG | 7356A | Yes | Pressure Gauge
113-PG-7356B | 113 | PG | 7356B | Yes | Pressure Gauge
113-PZT-7359A | 113 | PZT | 7359A | Yes | Pressure Transmitter | 4-20mA
113-PZT-7359B | 113 | PZT | 7359B | Yes | Pressure Transmitter | 4-20mA
113-PZT-7359C | 113 | PZT | 7359C | Yes | Pressure Transmitter | 4-20mA
113-PDT-7371A | 113 | PDT | 7371A | Yes | Diff Pressure Transmitter | 4-20mA
113-TE-7371A | 113 | TE | 7371A | Yes | Thermocouple | TYPE K
113-PDT-7371B | 113 | PDT | 7371B | Yes | Diff Pressure Transmitter | 4-20mA
113-TE-7371B | 113 | TE | 7371B | Yes | Thermocouple | TYPE K
113-PZT-7372A | 113 | PZT | 7372A | Yes | Pressure Transmitter | 4-20mA
113-UZY-7372A | 113 | UZY | 7372A | Yes | Solenoid Valve | 24VDC
113-PZT-7372B | 113 | PZT | 7372B | Yes | Pressure Transmitter | 4-20mA
113-UZY-7372B | 113 | UZY | 7372B | Yes | Solenoid Valve | 24VDC
113-PZT-7372C | 113 | PZT | 7372C | Yes | Pressure Transmitter | 4-20mA
113-UZY-7372C | 113 | UZY | 7372C | Yes | Solenoid Valve | 24VDC
113-UZY-7372D | 113 | UZY | 7372D | Yes | Solenoid Valve | 24VDC
113-SV-7376A | 113 | SV | 7376A | Yes | Control Valve | 4-20mA
113-ZT-7376A | 113 | ZT | 7376A | - | Position Transmitter | 4-20mA
113-SV-7376B | 113 | SV | 7376B | Yes | Control Valve | 4-20mA
113-ZT-7376B | 113 | ZT | 7376B | - | Position Transmitter | 4-20mA
113-SV-7376C | 113 | SV | 7376C | Yes | Control Valve | 4-20mA
113-ZT-7376C | 113 | ZT | 7376C | - | Position Transmitter | 4-20mA
113-SZE-7378A | 113 | SZE | 7378A | Yes | Speed Sensor | PX
113-SZT-7378A | 113 | SZT | 7378A | Yes | Speed Transmitter | 4-20mA
113-SZE-7378B | 113 | SZE | 7378B | Yes | Speed Sensor | PX
113-SZT-7378B | 113 | SZT | 7378B | Yes | Speed Transmitter | 4-20mA
113-SZE-7378C | 113 | SZE | 7378C | Yes | Speed Sensor | PX
113-SZT-7378C | 113 | SZT | 7378C | Yes | Speed Transmitter | 4-20mA
113-SZE-7379A | 113 | SZE | 7379A | Yes | Speed Sensor | PX
113-SZT-7379A | 113 | SZT | 7379A | Yes | Speed Transmitter | 4-20mA
113-SZE-7379B | 113 | SZE | 7379B | Yes | Speed Sensor | PX
113-SZT-7379B | 113 | SZT | 7379B | Yes | Speed Transmitter | 4-20mA
113-SV-7380A | 113 | SV | 7380A | Yes | Control Valve | 4-20mA
113-ZT-7380A | 113 | ZT | 7380A | - | Position Transmitter | 4-20mA
113-SV-7380B | 113 | SV | 7380B | Yes | Control Valve | 4-20mA
113-ZT-7380B | 113 | ZT | 7380B | - | Position Transmitter | 4-20mA
113-TZE-7391AA | 113 | TZE | 7391AA | Yes | RTD | RTD
113-XE-7391AA | 113 | XE | 7391AA | Yes | Proximity Probe (AxialDisplacement) | PX
113-XT-7391AA | 113 | XT | 7391AA | Yes | Proximity Transducer | 4-20mA
113-TZE-7391AB | 113 | TZE | 7391AB | Yes | RTD | RTD
113-XE-7391AB | 113 | XE | 7391AB | Yes | Proximity Probe(AxialDisplacement) | PX
113-XT-7391AB | 113 | XT | 7391AB | Yes | Proximity Transducer | 4-20mA
113-TZE-7391AC | 113 | TZE | 7391AC | Yes | RTD | RTD
113-TZE-7391AD | 113 | TZE | 7391AD | Yes | RTD | RTD
113-TZE-7391HA | 113 | TZE | 7391HA | Yes | RTD | RTD
113-TZE-7391HB | 113 | TZE | 7391HB | Yes | RTD | RTD
113-VE-7391HX | 113 | VE | 7391HX | Yes | Proximity Probe(X-Axis) | PX
113-VT-7391HX | 113 | VT | 7391HX | Yes | Proximity Transducer | 4-20mA
113-VE-7391HY | 113 | VE | 7391HY | Yes | Proximity Probe(Y-Axis) | PX
113-VT-7391HY | 113 | VT | 7391HY | Yes | Proximity Transducer | 4-20mA
113-TZE-7391LA | 113 | TZE | 7391LA | Yes | RTD | RTD
113-TZE-7391LB | 113 | TZE | 7391LB | Yes | RTD | RTD
113-VE-7391LX | 113 | VE | 7391LX | Yes | Proximity Probe(X-Axis) | PX
113-VT-7391LX | 113 | VT | 7391LX | Yes | Proximity Transducer | 4-20mA
113-VE-7391LY | 113 | VE | 7391LY | Yes | Proximity Probe(Y-Axis) | PX
113-VT-7391LY | 113 | VT | 7391LY | Yes | Proximity Transducer | 4-20mA
113-SE-7391SK | 113 | SE | 7391SK | Yes | Key Phasor Probe | PX
113-ST-7391SK | 113 | ST | 7391SK | Yes | Speed Transmitter | 4-20mA
113-TE-7392CA | 113 | TE | 7392CA | Yes | RTD | RTD
113-TE-7392CB | 113 | TE | 7392CB | Yes | RTD | RTD
113-TZE-7392EA | 113 | TZE | 7392EA | Yes | RTD | RTD
113-TZE-7392EB | 113 | TZE | 7392EB | Yes | RTD | RTD
113-VE-7392EX | 113 | VE | 7392EX | Yes | Proximity Probe(X-Axis) | PX
113-VT-7392EX | 113 | VT | 7392EX | Yes | Proximity Transducer | 4-20mA
113-VE-7392EY | 113 | VE | 7392EY | Yes | Proximity Probe(Y-Axis) | PX
113-VT-7392EY | 113 | VT | 7392EY | Yes | Proximity Transducer | 4-20mA
113-TZE-7392GA | 113 | TZE | 7392GA | Yes | RTD | RTD
113-TZE-7392GB | 113 | TZE | 7392GB | Yes | RTD | RTD
113-VE-7392GX | 113 | VE | 7392GX | Yes | Proximity Probe(X-Axis) | PX
113-VT-7392GX | 113 | VT | 7392GX | Yes | Proximity Transducer | 4-20mA
113-VE-7392GY | 113 | VE | 7392GY | Yes | Proximity Probe(Y-Axis) | PX
113-VT-7392GY | 113 | VT | 7392GY | Yes | Proximity Transducer | 4-20mA
113-TE-7392H | 113 | TE | 7392H | Yes | RTD | RTD
113-LS-7392WL | 113 | LS | 7392WL | Yes | Level Switch | VOLTFREE
113-TE-7394U | 113 | TE | 7394U | Yes | RTD | RTD
113-TE-7395V | 113 | TE | 7395V | Yes | RTD | RTD
113-TE-7396W | 113 | TE | 7396W | Yes | RTD | RTD

## FOR CABLES (HIDE) (hidden)
Cable Spec | Cable Spec | Cable Spec
B12D01BK | B32C04BK | B12C24BK
B32D01BK | C34C08BL | B12C08BK
K12E01GN | C34C08BL (DUPL) | B12D02BK
TK12E01GN | C34C04BL | B12C04BK
B12G01BK | C34C04BL (DUPL) | B12C16BK
B32F01BK | B12C24BK | B32C16BK
Vender Special Cable (1 Pair) | B12C24BK (DUPL) | B32C04BK
Vender Special Cable (1 Pair for Proximity Probe) |  | C16C08BK
Vender Special Cable (1 Triad for RTD) |  | C34C12BK
Vender Special Cable (2 Pair for Type K) |  | C34C08BK
Vender Special Cable (1 - pair) |  | B32G08BK
C34C08BL
C34C04BL

## Sheet2 (hidden)
c | c
OrificePlate | Orifice Plate
HPSTOHDR | HPS TO HDR
DPFlowTransmitter | DPFlow Transmitter
TSCWTOHDR | TSCW TO HDR
HHPSTO113ST006 | HHPS TO 113ST006
MotorOperatedValve | Motor Operated Valve
CSWSTO113ST601E01 | CSWS TO 113ST601E01
CSWRFRM113ST601E01 | CSWR FRM 113ST601E01
MOTIVESTEAMSHUTVALVE | MOTIVE STEAMSHUT VALVE
LevelSwitch | LevelSwitch
GENCOOLWATERLEAKAGE | GEN COOL WATER LEAKAGE
LevelTransmitterDisplacer | Level Transmitter Displacer
LOTANKLEVEL | LO TANK LEVEL
COTANKLEVEL | CO TANK LEVEL
ControlValve | Control Valve
MAINCONDENSERLEVEL | MAIN CONDENSER LEVEL
DPLevelTransmitter | DP Level Transmitter
MAINCONDENSERLEVELA | MAIN CONDENSER LEVELA
MAINCONDENSERLEVELB | MAIN CONDENSER LEVELB
MAINCONDENSERLEVELC | MAIN CONDENSER LEVELC
DiffPressureTransmitter | Diff Pressure Transmitter
113ST601F21A/BL/OFILTERDIFF | 113ST601F21 A/B L/O FILTER DIFF
113ST601F31AC/OFILTERDIFF | 113ST601F31A C/O FILTER DIFF
113ST601F31BC/OFILTERDIFF | 113ST601F31B C/O FILTER DIFF
HandSwitch | HandSwitch
COPRESSNORMAL(FORMSVTEST) | CO PRESS NORMAL(FORMSVTEST)
PressureTransmitter | Pressure Transmitter
EXHSTEAMPRESS | EXH STEAM PRESS
SEALSTEAMPRESS | SEAL STEAM PRESS
LOPRESS | LO PRESS
COPRESS | CO PRESS
EXHSTEAMPRESSA | EXH STEAM PRESS A
EXHSTEAMPRESSB | EXHSTEAM PRESS B
EXHSTEAMPRESSC | EXH STEAM PRESS C
EXTSTEAMPRESSA | EXTSTEAM PRESS A
EXTSTEAMPRESSB | EXT STEAM PRESS B
EXTSTEAMPRESSC | EXTSTEAM PRESS C
LOPRESSA | LO PRESS A
LOPRESSB | LO PRESS B
LOPRESSC | LO PRESS C
COPRESSA | CO PRESS A
COPRESSB | CO PRESS B
COPRESSC | CO PRESS C
KeyPhasorProbe | KeyPhasorProbe
STKEYPHASOR | STKEYPHASOR
SpeedTransmitter | Speed Transmitter
SpeedSensor | Speed Sensor
STSPEEDA(OVERSPEED) | ST SPEED A (OVERSPEED)
STSPEEDB(OVERSPEED) | ST SPEED B (OVERSPEED)
STSPEEDC(OVERSPEED) | ST SPEED C (OVERSPEED)
STSPEEDA | ST SPEED A
STSPEEDB | ST SPEED B
HPGOVVALVEA | HP GOV VALVE A
HPGOVVALVEB | HP GOV VALVE B
HPGOVVALVEC | HP GOV VALVE C
EXTGOVVALVEA | EXT GOV VALVE A
EXTGOVVALVEB | EXT GOV VALVE B
RTD | RTD
GENCOOLAIRTEMP(COLDSIDEB) | GENCOOLAIR TEMP (COLD SIDE B)
GENCOOLAIRTEMP(COLDSIDEA) | GENCOOLAIR TEMP (COLD SIDE A)
GENCOOLAIRTEMP(HOTSIDE) | GENCOOLAIR TEMP (HOTSIDE)
GENERATORWINDINGTEMP.UPHASE | GENERA TO RWINDING TEMP .UPHASE
GENERATORWINDINGTEMP.VPHASE | GENERA TO RWINDING TEMP .VPHASE
GENERATORWINDINGTEMP.WPHASE | GENERA TO RWINDING TEMP .WPHASE
TemperatureSwitch | Temperature Switch
LOTANKHEATEROVERHEAT | LO TANK HEATER OVER HEAT
COTANKHEATEROVERHEAT | CO TANK HEATER OVER HEAT
Thermocouple | Thermocouple
EXHSTEAMTEMP | EXH STEAM TEMP
TemperatureTransmitter | Temperature Transmitter
TSCWTO113ST601DS01 | TSCW TO 113ST601DS01
MPSFRM113ST601 | MPS FRM113ST601
Thermowell | Thermowell
HPSFRM113ST601 | HPS FRM113ST601
CASINGTEMP | CASING TEMP
MAINSTEAMTEMP | MAIN STEAM TEMP
SCWTOHDR | SCW TO HDR
L/OTO113STG601 | L/O TO 113STG601
LOTANKTEMP | LO TANK TEMP
COTANKTEMP | CO TANK TEMP
MPSTO113ST601DS01 | MPS TO 113ST601DS01
STTHRUSTBRGTEMPA | STTHRUST BRG TEMP A
STANTI-THRUSTBRGTEMPA | STANTI-THRUST BRG TEMP A
STANTI-THRUSTBRGTEMPB | STANTI-THRUST BRG TEMP B
STHPSIDEBRGTEMPA | STHP SIDE BRG TEMP A
STHPSIDEBRGTEMPB | STHP SIDE BRG TEMP B
STLPSIDEBRGTEMPA | STLP SIDE BRG TEMP A
STLPSIDEBRGTEMPB | STLP SIDE BRG TEMP B
GENEXSIDEBRGTEMPA | GENEX SIDE BRG TEMP A
GENEXSIDEBRGTEMPB | GENEX SIDE BRG TEMP B
GENSTSIDEBRGTEMPA | GENSTSIDE BRG TEMP A
GENSTSIDEBRGTEMPB | GENST SIDE BRG TEMP B
SolenoidValve | Solenoid Valve
EXHSPRAYVALVESOV | EXHSPRAY VALVE SOV
On/OffValve | On/Off Valve
EXHSPRAYVALVE | EXHSPRAY VALVE
LimitSwitch(Close) | Limit Switch (Close)
EXHSPRAYVALVECLOSED | EXHSPRAY VALVE CLOSED
EXTDRAINVALVESOV | EXT DRAIN VALVE SOV
EXTDRAINVALVE | EXT DRAIN VALVE
EXTDRAINVALVECLOSED | EXT DRAIN VALVE CLOSED
CASINGDRAINVALVESOV | CASING DRAIN VALVE SOV
CASINGDRAINVALVE | CASING DRAIN VALVE
CASINGDRAINVALVECLOSED | CASING DRAIN VALVE CLOSED
EXTCHECKVALVESOV | EXTCHECK VALVE SOV
EXTCHECKVALVE | EXTCHECK VALVE
EXTCHECKVALVECLOSED | EXTCHECK VALVE CLOSED
MSVDRAINVALVESOV | MSV DRAIN VALVE SOV
MSVDRAINVALVE | MSV DRAIN VALVE
MSVDRAINVALVECLOSED | MSV DRAIN VALVE CLOSED
VACUUMBREAKERVALVESOV | VACUUMBREAKER VALVE SOV
VACUUMBREAKERVALVE | VACUUM BREAKER VALVE
VACUUMBREAKERVALVECLOSED | VACUUM BREAKER VALVE CLOSED
MAINSTOPVALVESOVA | MAINS TOP VALVE SOV A
MAINSTOPVALVESOVB | MAINS TOP VALVE SOV B
MSVTESTSOV | MSV TEST SOV
ProximityProbe(X-Axis) | Proximity Probe(X-Axis)
STHPSIDEVIBX | STHP SIDE VIBX
ProximityTransducer | Proximity Transducer
STHPSIDEVIBY | STHP SIDE VIBY
ProximityProbe(Y-Axis) | Proximity Probe(Y-Axis)
STLPSIDEVIBX | STLP SIDE VIB X
STLPSIDEVIBY | STLP SIDE VIB Y
GENEXSIDEVIBX | GENEX SIDE VIB X
GENEXSIDEVIBY | GENEX SIDE VIB Y
ProximityProbe(AxialDisplacement) | Proximity Probe(AxialDisplacement)
STSHAFTPOSITIONA | ST SHAFT POSITION A
STSHAFTPOSITIONB | ST SHAFT POSITION B
LevelGauge | Level Gauge
PressureGauge | Pressure Gauge
1stSTAGESTEAMPRESS | 1st STAGE STEAM PRESS
STEAMTURBINETOATM | STEAM TURBINE TO ATM
MIDDLESTAGESTEAMPRESS | MIDDLE STAGE STEAM PRESS
HHPSTEAMFROMHEADER | HHP STEAM FROM HEADER
LEAKSTEAMPRESS | LEAK STEAM PRESS
PressureGaugeDiaphragmSeal | Pressure Gauge Diaphragm Seal
EJECTORCONDENSERPRESS | EJECTOR CONDENSER PRESS
MOTIVESTEAMPRESS | MOTIVE STEAM PRESS
CONDENSATEPUMPSUCTIONPRESS | CONDENSATE PUMP SUCTION PRESS
CONDENSATEPUMPDISCHARGEPRESS | CONDENSATE PUMP DISCHARGE PRESS
LOUNITOUTLETPRESS | LOUNI TO UTLET PRESS
LOFILTEROUTLETPRESS | LO FILTER OUTLET PRESS
LOFILTERINLETPRESS | LO FILTER INLET PRESS
LOPUMPDISCHARGEPRESS | LO PUMP DISCHARGE PRESS
LOPURIFIERINLETPRESS | LO PURIFIER INLET PRESS
LOPURIFIEROUTLETPRESS | LO PURIFIER OUTLET PRESS
TemperatureGauge | Temperature Gauge
STMTURBN | STM TURBN
MPSTMTOHDR | MPSTM TO HDR
COOLINGWATERTEMP | COOLING WATER TEMP
EJECTORCOND | EJEC TO RCOND
MOTIVESTEAMTEMP | MOTIVE STEAM TEMP
113A006CWTOHDR | 113A006CW TO HDR
LOCOOLEROUTLETTEMP | LO COOLER OUTLET TEMP
LOCOOLERINLETTEMP | LO COOLER INLET TEMP

## Sheet1 (hidden)
| Item | TagNumber | InstrumentTypeDesc. | P&ID | InstrumentLocation | SystemI/OType | ControlSystem | HART | Valve FailAction | State1 | DCSRangeMinimum | SPD Required | Remarks
|  |  | Service | LineNumber | EquipmentName | SignalType | I/OLocation | InstrumentCertification | ControlAction | State0 | DCSRangeMaximum | PackageVendorSupply | Status
1 | 57 | 113-FE-0030 | Orifice Plate | VS2158-412-A-248 | FIELD | [7 empty] | VENDOR
2 |  |  | HPSTOHDR | 14"-HPS-113-4302-D2DH-HS |  |  |  | EExd
1 | 58 | 113-FT-0030 | DP Flow Transmitter | VS2158-412-A-248 | FIELD | AIR | DCS | YES |  | 0t/h |  | Req'd | VENDOR
2 |  |  | HPSTOHDR | 14"-HPS-113-4302-D1DH-HS |  | 4-20mA | ISB-12 | EExd |  | 280t/h
1 | 60 | 113-FE-0031 | Orifice Plate | D-113-1225-0001S | FIELD | [7 empty] | CTCI
2 |  |  | TSCWTOHDR | 8"-TSCW-113-0351-A2AP-NI |  |  |  | EExd
1 | 61 | 113-FT-0031 | DP Flow Transmitter | D-113-1225-0001S | FIELD | AI | DCS | YES |  | 0t/h |  | Req'd | CTCI
2 |  |  | TSCWTOHDR | 8"-TSCW-113-0351-A2AP-NI |  | 4-20mA | ISB-12 | EExd |  | 150t/h
1 | 95 | 113-FE-7315 | Orifice Plate | VS2158-412-A-248 | FIELD | [7 empty] | VENDOR
2 |  |  | HHPSTO113ST006 | 24"-HHPS-113-3009-P0MS-HS |  |  |  | EExd |  |  |  | Yes(Loose)
1 | 96 | 113-FT-7315 | DP Flow Transmitter | VS2158-412-A-248 | FIELD | AI | DCS | YES | 0t/h |  |  | Req'd | VENDOR
2 |  |  | HHPSTO113ST006 | 24"-HHPS-113-3009-P0MS-HS |  | 4-20mA | ISB-12 | EExd | 450t/h |  |  | Yes(Loose)
1 | 115 | 113-HV-0005 | Motor Operated Valve | VS2158-412-A-243 | FIELD | [7 empty] | VENDOR
2 |  |  | CSWSTO113ST601E01 | 32"-CSWR-113-3001-S0CW-NI
1 | 116 | 113-HV-0006 | Motor Operated Valve | VS2158-412-A-243 | FIELD | [7 empty] | VENDOR
2 |  |  | CSWRFRM113ST601E01 | 32"-CSWS-113-4301-S0CW-NI
1 | 125 | 113-HV-0015 | Motor Operated Valve | VS2158-412-A-243 | FIELD | [7 empty] | VENDOR
2 |  |  | CSWSTO113ST601E01 | 32"-CSWS-113-3001-S0CW-NI
1 | 126 | 113-HV-0016 | Motor Operated Valve | VS2158-412-A-243 | FIELD | [7 empty] | VENDOR
2 |  |  | CSWRFRM113ST601E01 | 32"-CSWS-113-4301-S0CW-NI
1 | 263 | 113-HV-7341A | Motor Operated Valve | VS2158-412-A-208 | FIELD | - | - | [5 empty] | VENDOR
2 |  |  | MOTIVESTEAMSHUTVALVE | 1-1/2"-MPS-113-4301-B1AS-HS |  | - | - | -
1 | 264 | 113-HV-7341B | Motor Operated Valve | VS2158-412-A-208 | FIELD | - | - | [5 empty] | VENDOR
2 |  |  | MOTIVESTEAMSHUTVALVE | 1-1/2"-MPS-113-4301-B1AS-HS |  | - | - | -
1 | 601 | 113-LS-7392WL | Level Switch | VS2158-412-A-238 | FIELD | DI | PUCS |  |  | ALARM |  |  | VENDOR
2 |  |  | GENCOOLWATERLEAKAGE |  | 113-ST-601 | VOLTFREE | ISB-12 | EExd |  | NORMAL |  | Yes
1 | 583 | 113-LT-7342 | DP Level Transmitter | VS2158-412-A-223 | FIELD | AI | PUCS | Yes |  | ALARM |  |  | VENDOR
2 |  |  | MAIN CONDENSER LEVEL |  | 113-ST-601-E01 | 4-20mA | ISB-12 | EExd |  |  | -406.5 mm | Yes
1 | 596 | 113-LT-7356 | Level Transmitter Displacer | VS2158-412-A-223 | FIELD | AI | PUCS | Yes |  |  | 406.5 mm |  | VENDOR
2 |  |  | LOTANKLEVEL |  | 113-ST-601-TK21 | 4-20mA | ISB-12 | EExd |  |  | 350mm | Yes
1 | 598 | 113-LT-7371 | Level Transmitter Displacer | VS2158-412-A-233 | FIELD | AI | PUCS | Yes |  |  | -145mm |  | VENDOR
2 |  |  | COTANKLEVEL |  | 113-ST-601 | 4-20mA | ISB-12 | EExd |  |  | 185mm | Yes
1 | 584 | 113-LV-7342A | Control Valve | VS2158-412-A-203 |  | AO | PUCS |  | Close |  | 0% |  | VENDOR
2 |  |  | MAINCONDENSERLEVEL | 8"-TSCW-113-0351-A2AP-NI | MAINCONDENSER(11 | 4-20mA | ISB-12 | EExd |  |  | 100% | Yes
1 | 586 | 113-LV-7342B | Control Valve | VS2158-412-A-203 |  | AO | PUCS |  | Open |  | 0% |  | VENDOR
2 |  |  | MAINCONDENSERLEVEL | 8"-TSCW-113-0351-A2AP-NI | MAINCONDENSER(11 | 4-20mA | ISB-12 | EExd |  |  | 100% | Yes
1 | 589 | 113-LZT-7343A | DP Level Transmitter | VS2158-412-A-203 | FIELD | AI | PUCS | Yes |  |  | -406.5mm |  | VENDOR
2 |  |  | MAINCONDENSERLEVELA |  | 113-ST-601-E01 | 4-20mA | ISB-12 | EExd |  |  | 406.5mm | Yes
1 | 590 | 113-LZT-7343B | DP Level Transmitter | VS2158-412-A-203 | FIELD | AI | PUCS | Yes |  |  | -406.5mm |  | VENDOR
2 |  |  | MAINCONDENSERLEVELB |  | 113-ST-601-E01 | 4-20mA | ISB-12 | EExd |  |  | 406.5mm | Yes
1 | 591 | 113-LZT-7343C | DP Level Transmitter | VS2158-412-A-203 | FIELD | AI | PUCS | Yes |  |  | -406.5mm |  | VENDOR
2 |  |  | MAINCONDENSERLEVELC |  | 113-ST-601-E01 | 4-20mA | ISB-12 | EExd |  |  | 406.5mm | Yes
1 | 1161 | 113-PDT-7352 | Diff Pressure Transmitter | VS2158-412-A-223 | FIELD | AI | DCS | YES | 0kPa |  |  |  | VENDOR
2 |  |  | 113ST601F21A/B L/O FILTER DIFF |  |  | 4-20mA | ISB-12 | EExd | 500kPa |  |  | Yes
1 | 1188 | 113-PDT-7371A | Diff Pressure Transmitter | VS2158-412-A-233 | FIELD | AI | DCS | YES |  |  | 0kPa |  | VENDOR
2 |  |  | 113ST601F31A C/O FILTER DIFF |  |  | 4-20mA | ISB-12 | EExd |  |  | 500kPa | Yes
1 | 1190 | 113-PDT-7371B | Diff Pressure Transmitter | VS2158-412-A-233 | FIELD | AI | DCS | YES |  |  | 0kPa |  | VENDOR
2 |  |  | 113ST601F31B C/O FILTER DIFF |  |  | 4-20mA | ISB-12 | EExd |  |  | 500kPa | Yes
1 | 1193 | 113-PS-7372 | Hand Switch | VS2158-412-A-228 | FIELD | DI | PUCS |  | ON |  |  |  | VENDOR
2 |  |  | COPRESSNORMAL(FORMSVTEST) |  | 113-ST-601 | VOLTFREE | ISB-12 | EExd | OFF |  |  | Yes
1 | 1118 | 113-PT-7302 | Pressure Transmitter | VS2158-412-A-213 | FIELD | AI | PUCS |  |  |  | -100kPa-g |  | VENDOR
2 |  |  | EXHSTEAMPRESS |  | 113-ST-601 | 4-20mA | ISB-12 | EExd |  |  | 100kPa-g | Yes
1 | 1133 | 113-PT-7311 | Pressure Transmitter | VS2158-412-A-248 | FIELD | AI | DCS | YES |  |  | 0MPa-g |  | VENDOR
2 |  |  | HPSTOHDR | 14"-HPS-113-4309-D2DH-HS |  | 4-20mA | ISB-12 | EExd |  |  | 8MPa-g | Yes(Loose)
1 | 1136 | 113-PT-7314 | Pressure Transmitter | VS2158-412-A-213 | FIELD | AI | PUCS |  |  |  | -100kPa-g |  | VENDOR
2 |  |  | SEALSTEAMPRESS | 8"-GSS-113-4305-B2DH-HS |  | 4-20mA | ISB-12 | EExd |  |  | 100kPa-g | Yes
1 | 1142 | 113-PT-7315 | Pressure Transmitter | VS2158-412-A-248 | FIELD | AI | DCS | YES |  |  | 0MPa-g |  | VENDOR
2 |  |  | HHPSTO113ST006 | 24"-HHPS-113-3009-P0MS-HS |  | 4-20mA | ISB-12 | EExd |  |  | 20MPa-g | Yes(Loose)
1 | 1180 | 113-PT-7360 | Pressure Transmitter | VS2158-412-A-218 | FIELD | AI | PUCS |  |  |  | 0kPa-g |  | VENDOR
2 |  |  | LOPRESS | 16"-LOS-113-4304-A0JP-NI |  | 4-20mA | ISB-12 | EExd |  |  | 200kPa-g | Yes
1 | 1186 | 113-PT-7371 | Pressure Transmitter | VS2158-412-A-233 | FIELD | AI | PUCS | Yes |  |  | 0MPa |  | VENDOR
2 |  |  | COPRESS |  | 113-ST-601 | 4-20mA | ISB-12 | EExd |  |  | 25MPa | Yes
1 | 1140 | 113-PV-7314A | Control Valve | VS2158-412-A-213 | FIELD | AO | PUCS |  | Open |  | 0% |  | VENDOR
2 |  |  | SEALSTEAMPRESS | 8"-GSS-113-4305-B2DH-HS |  | 4-20mA | ISB-12 | EExd |  |  | 100% | Yes
1 | 1141 | 113-PV-7314B | Control Valve | VS2158-412-A-213 | FIELD | AO | PUCS |  | Close |  | 0% |  | VENDOR
2 |  |  | SEALSTEAMPRESS | 8"-GSS-113-4305-B2DH-HS |  | 4-20mA | ISB-12 | EExd |  |  | 100% | Yes
1 | 1120 | 113-PZT-7303A | Pressure Transmitter | VS2158-412-A-213 | FIELD | AI | PUCS |  |  |  | -100kPa-g |  | VENDOR
2 |  |  | EXHSTEAMPRESSA |  | 113-ST-601 | 4-20mA | ISB-12 | EExd |  |  | 100kPa-g | Yes
1 | 1121 | 113-PZT-7303B | Pressure Transmitter | VS2158-412-A-213 | FIELD | AI | PUCS |  |  |  | -100kPa-g |  | VENDOR
2 |  |  | EXHSTEAMPRESSB |  | 113-ST-601 | 4-20mA | ISB-12 | EExd |  |  | 100kPa-g | Yes
1 | 1122 | 113-PZT-7303C | Pressure Transmitter | VS2158-412-A-213 | FIELD | AI | PUCS |  |  |  | -100kPa-g |  | VENDOR
2 |  |  | EXHSTEAMPRESSC |  | 113-ST-601 | 4-20mA | ISB-12 | EExd |  |  | 100kPa-g | Yes
1 | 1130 | 113-PZT-7310A | Pressure Transmitter | VS2158-412-A-248 | FIELD | AI | PUCS | YES |  |  | 0MPa-g |  | VENDOR
2 |  |  | EXTSTEAMPRESSA | 14"-HPS-113-4309-D2DH-HS |  | 4-20mA | ISB-12 | EExd |  |  | 8MPa-g | Yes
1 | 1128 | 113-PZT-7310B | Pressure Transmitter | VS2158-412-A-248 | FIELD | AI | PUCS | YES |  |  | 0MPa-g |  | VENDOR
2 |  |  | EXTSTEAMPRESSB | 14"-HPS-113-4309-D2DH-HS |  | 4-20mA | ISB-12 | EExd |  |  | 8MPa-g | Yes
1 | 1129 | 113-PZT-7310C | Pressure Transmitter | VS2158-412-A-248 | FIELD | AI | PUCS | YES |  |  | 0MPa-g |  | VENDOR
2 |  |  | EXTSTEAMPRESSC | 14"-HPS-113-4309-D2DH-HS |  | 4-20mA | ISB-12 | EExd |  |  | 8MPa-g | Yes
1 | 1176 | 113-PZT-7359A | Pressure Transmitter | VS2158-412-A-218 | FIELD | AI | PUCS |  |  |  | 0kPa-g |  | VENDOR
2 |  |  | LOPRESSA | 16"-LOS-113-4304-A0JP-NI |  | 4-20mA | ISB-12 | EExd |  |  | 200kPa-g | Yes
1 | 1177 | 113-PZT-7359B | Pressure Transmitter | VS2158-412-A-218 | FIELD | AI | PUCS |  |  |  | 0kPa-g |  | VENDOR
2 |  |  | LOPRESSB | 16"-LOS-113-4304-A0JP-NI |  | 4-20mA | ISB-12 | EExd |  |  | 200kPa-g | Yes
1 | 1178 | 113-PZT-7359C | Pressure Transmitter | VS2158-412-A-218 | FIELD | AI | PUCS |  |  |  | 0kPa-g |  | VENDOR
2 |  |  | LOPRESSC | 16"-LOS-113-4304-A0JP-NI |  | 4-20mA | ISB-12 | EExd |  |  | 200kPa-g | Yes
1 | 1192 | 113-PZT-7372A | Pressure Transmitter | VS2158-412-A-233 | FIELD | AI | PUCS | Yes |  |  | 0MPa |  | VENDOR
2 |  |  | COPRESS A |  | 113-ST-601 | 4-20mA | ISB-12 | EExd |  |  | 25MPa | Yes
1 | 1194 | 113-PZT-7372B | Pressure Transmitter | VS2158-412-A-233 | FIELD | AI | PUCS | Yes |  |  | 0MPa |  | VENDOR
2 |  |  | COPRESS B |  | 113-ST-601 | 4-20mA | ISB-12 | EExd |  |  | 25MPa | Yes
1 | 1195 | 113-PZT-7372C | Pressure Transmitter | VS2158-412-A-233 | FIELD | AI | PUCS | Yes |  |  | 0MPa |  | VENDOR
2 |  |  | COPRESS C |  | 113-ST-601 | 4-20mA | ISB-12 | EExd |  |  | 25MPa | Yes
1 | 1449 | 113-SE-7391SK | Key Phasor Probe | VS2158-412-A-238 | FIELD | AI | PUCS | [5 empty] | VENDOR
2 |  |  | STKEYPHASOR |  |  | PX | ISB-12 | EExia |  |  |  | Yes
1 | 1448 | 113-ST-7391SK | Speed Transmitter | VS2158-412-A-238 | PUCS | AI | MMS |  |  |  | 0rpm |  | VENDOR
2 |  |  | STKEYPHASOR |  | 113-ST-601 | PX | ISB-12 | EExia |  |  | 10000rpm | Yes
1 | 1426 | 113-SZE-7378A | SpeedSensor | VS2158-412-A-228 | FIELD | - | - | [5 empty] | VENDOR
2 |  |  | STSPEEDA(OVERSPEED) |  | 113-ST-601 | - | - | - |  |  |  | Yes
1 | 1427 | 113-SZE-7378B | SpeedSensor | VS2158-412-A-228 | FIELD | - | - | [5 empty] | VENDOR
2 |  |  | STSPEEDB(OVERSPEED) |  | 113-ST-601 | - | - | - |  |  |  | Yes
1 | 1428 | 113-SZE-7378C | SpeedSensor | VS2158-412-A-228 | FIELD | - | - | [5 empty] | VENDOR
2 |  |  | STSPEEDC(OVERSPEED) |  | 113-ST-601 | - | - | - |  |  |  | Yes
1 | 1429 | 113-SZT-7378A | Speed Transmitter | VS2158-412-A-228 | FIELD | AI | PUCS |  |  |  | 0rpm |  | VENDOR
2 |  |  | STSPEEDA(OVERSPEED) |  | 113-ST-601 | PX | ISB-12 | EExia |  |  | 5000rpm | Yes
1 | 1430 | 113-SZT-7378B | Speed Transmitter | VS2158-412-A-228 | FIELD | AI | PUCS |  |  |  | 0rpm |  | VENDOR
2 |  |  | STSPEEDB(OVERSPEED) |  | 113-ST-601 | PX | ISB-12 | EExia |  |  | 5000rpm | Yes
1 | 1431 | 113-SZT-7378C | Speed Transmitter | VS2158-412-A-228 | FIELD | AI | PUCS |  |  |  | 0rpm |  | VENDOR
2 |  |  | STSPEEDC(OVERSPEED) |  | 113-ST-601 | PX | ISB-12 | EExia |  |  | 5000rpm | Yes
1 | 1440 | 113-SZE-7379A | SpeedSensor | VS2158-412-A-228 | FIELD | - | - | [5 empty] | VENDOR
2 |  |  | STSPEEDA |  | 113-ST-601 | - | - | - |  |  |  | Yes
1 | 1441 | 113-SZE-7379B | SpeedSensor | VS2158-412-A-228 | FIELD | - | - | [5 empty] | VENDOR
2 |  |  | STSPEEDB |  | 113-ST-601 | - | - | - |  |  |  | Yes
1 | 1442 | 113-SZT-7379A | Speed Transmitter | VS2158-412-A-228 | FIELD | AI | PUCS | [5 empty] | VENDOR
2 |  |  | STSPEEDA |  | 113-ST-601 | PX | ISB-12 | EExia |  |  |  | Yes
1 | 1443 | 113-SZT-7379B | Speed Transmitter | VS2158-412-A-228 | FIELD | AI | PUCS | [5 empty] | VENDOR
2 |  |  | STSPEEDB |  | 113-ST-601 | PX | ISB-12 | EExia |  |  |  | Yes
1 | 1423 | 113-SV-7376A | Control Valve | VS2158-412-A-228 | FIELD | AO | PUCS |  |  |  | 0% |  | VENDOR
2 |  |  | HPGOVVALVEA |  | 113-ST-601 | 4-20mA | ISB-12 | - |  |  | 100% | Yes
1 | 1424 | 113-SV-7376B | Control Valve | VS2158-412-A-228 | FIELD | AO | PUCS |  |  |  | 0% |  | VENDOR
2 |  |  | HPGOVVALVEB |  | 113-ST-601 | 4-20mA | ISB-12 | - |  |  | 100% | Yes
1 | 1425 | 113-SV-7376C | Control Valve | VS2158-412-A-228 | FIELD | AO | PUCS |  |  |  | 0% |  | VENDOR
2 |  |  | HPGOVVALVEC |  | 113-ST-601 | 4-20mA | ISB-12 | - |  |  | 100% | Yes
1 | 1446 | 113-SV-7380A | Control Valve | VS2158-412-A-228 | FIELD | AO | PUCS |  |  |  | 0% |  | VENDOR
2 |  |  | EXTGOVVALVEA |  | 113-ST-601 | 4-20mA | ISB-12 | - |  |  | 100% | Yes
1 | 1447 | 113-SV-7380B | Control Valve | VS2158-412-A-228 | FIELD | AO | PUCS |  |  |  | 0% |  | VENDOR
2 |  |  | EXTGOVVALVEB |  | 113-ST-601 | 4-20mA | ISB-12 | - |  |  | 100% | Yes
1 | 1898 | 113-TE-7392CB | RTD | VS2158-412-A-238 | FIELD | RTD | PUCS |  | 0DegC |  |  |  | VENDOR
2 |  |  | GENCOOLAIRTEMP(COLDSIDEB) |  |  | RTD | ISB-12 | - | 160DegC |  |  | Yes
1 | 1899 | 113-TE-7392CA | RTD | VS2158-412-A-238 | FIELD | RTD | PUCS |  | 0DegC |  |  |  | VENDOR
2 |  |  | GENCOOLAIRTEMP(COLDSIDEA) |  |  | RTD | ISB-12 | - | 160DegC |  |  | Yes
1 | 1910 | 113-TE-7392H | RTD | VS2158-412-A-238 | FIELD | RTD | PUCS |  |  |  | 0DegC |  | VENDOR
2 |  |  | GENCOOLAIRTEMP(HOTSIDE) |  |  | RTD | ISB-12 | - |  |  | 160DegC | Yes
1 | 1914 | 113-TE-7394U | RTD |  | FIELD | RTD | PUCS |  |  |  | 0DegC |  | VENDOR
2 |  |  | GENERATORWINDINGTEMP.UPHASE |  |  | RTD | ISB-12 | - |  |  | 160DegC | Yes
1 | 1916 | 113-TE-7394V | RTD |  | FIELD | RTD | PUCS |  |  |  | 0DegC |  | VENDOR
2 |  |  | GENERATORWINDINGTEMP.VPHASE |  |  | RTD | ISB-12 | - |  |  | 160DegC | Yes
1 | 1918 | 113-TE-7394W | RTD |  | FIELD | RTD | PUCS |  |  |  | 0DegC |  | VENDOR
2 |  |  | GENERATORWINDINGTEMP.WPHASE |  |  | RTD | ISB-12 | - |  |  | 160DegC | Yes
1 | 1868 | 113-TS-7356 | Temperature Switch | VS2158-412-A-223 | FIELD | DI | PUCS |  | NORMAL |  |  |  | VENDOR
2 |  |  | LOTANKHEATEROVERHEAT |  | 113-ST-601-H21 | VOLTFREE | ISB-12 | EExd | TRIP |  |  | Yes
1 | 1873 | 113-TS-7371 | Temperature Switch | VS2158-412-A-233 | FIELD | DI | PUCS |  | NORMAL |  |  |  | VENDOR
2 |  |  | COTANKHEATEROVERHEAT |  | 113-ST-601 | VOLTFREE | ISB-12 | EExd | TRIP |  |  | Yes
1 | 1805 | 113-TE-7301 | Thermocouple | VS2158-412-A-213 | FIELD | TC | - |  |  |  | 0DegC |  | VENDOR
2 |  |  | EXHSTEAMTEMP |  | 113-ST-601 | TYPEK | - | - |  |  | 160DegC | Yes
1 | 1806 | 113-TT-7301 | Temperature Transmitter | VS2158-412-A-213 | FIELD | AI | PUCS | Yes |  |  | 0DegC |  | VENDOR
2 |  |  | EXHSTEAMTEMP |  | 113-ST-601 | 4-20mA | ISB-12 | EExd |  |  | 160DegC | Yes
1 | 1808 | 113-TE-7305A | Thermocouple | VS2158-412-A-213 | FIELD | TC | [5 empty] | Notreq'd | VENDOR
2 |  |  | TSCWTO113ST601DS01 | 8"-GSS-113-4301-A2AS-HS |  | TYPEK |  | EExd |  |  |  | Yes
1 | 1810 | 113-TE-7305B | Thermocouple | VS2158-412-A-213 | FIELD | TC | [6 empty] | VENDOR
2 |  |  | TSCWTO113ST601DS01 | 8"-GSS-113-4301-A2AS-HS |  | TYPEK |  | EExd |  |  |  | Yes
1 | 1813 | 113-TT-7305A | Temperature Transmitter | VS2158-412-A-213 | FIELD | AIR | DCS | YES |  |  | 0DegC | Req'd | VENDOR
2 |  |  | TSCWTO113ST601DS01 | 8"-GSS-113-4301-A2AS-HS |  | 4-20mA | ISB-12 | EExd |  |  | 600DegC | Yes
1 | 1814 | 113-TT-7305B | Temperature Transmitter | VS2158-412-A-213 | FIELD | AI | DCS | YES |  |  | 0DegC | Req'd | VENDOR
2 |  |  | TSCWTO113ST601DS01 | 8"-GSS-113-4301-A2AS-HS |  | 4-20mA | ISB-12 | EExd |  |  | 600DegC | Yes
1 | 1817 | 113-TT-7310 | Temperature Transmitter | VS2158-412-A-248 | FIELD | AI | DCS | YES |  | 0DegC |  |  | VENDOR
2 |  |  | MPSFRM113ST601 | 14"-HPS-113-4302-D2DH-HS |  | 4-20mA | ISB-12 | EExd |  | 650DegC |  | Yes(Loose)
1 | 1819 | 113-TE-7310 | Thermocouple | VS2158-412-A-248 | FIELD | TC | [6 empty] | VENDOR
2 |  |  | MPSFRM113ST601 | 10"-MPS-113-4303-B1AS-HS |  | TYPEK | [5 empty] | Yes
1 | 1820 | 113-TW-7310 | Thermowell | VS2158-412-A-248 | FIELD | [7 empty] | VENDOR
2 |  |  | MPSFRM113ST601 | 10"-MPS-113-4303-B1AS-HS | [7 empty] | Yes
1 | 1825 | 113-TE-7312A | Thermocouple | VS2158-412-A-248 | FIELD | TC | [5 empty] | Notreq'd | VENDOR
2 |  |  | HPSFRM113ST601 | 14"-HPS-113-4304-D2DH-HS |  | TYPEK |  | EExd |  |  |  | Yes
1 | 1826 | 113-TE-7312B | Thermocouple | VS2158-412-A-248 | FIELD | TC | [6 empty] | VENDOR
2 |  |  | HPSFRM113ST601 | 14"-HPS-113-4304-D2DH-HS |  | TYPEK |  | EExd |  |  |  | Yes
1 | 1827 | 113-TT-7312A | Temperature Transmitter | VS2158-412-A-248 | FIELD | AIR | DCS | YES |  | 0DegC |  | Req'd | VENDOR
2 |  |  | HPSFRM113ST601 | 14"-HPS-113-4304-D2DH-HS |  | 4-20mA | ISB-12 | EExd |  | 450DegC |  | Yes
1 | 1828 | 113-TT-7312B | Temperature Transmitter | VS2158-412-A-248 | FIELD | AI | DCS | YES |  | 0DegC |  | Req'd | VENDOR
2 |  |  | HPSFRM113ST601 | 14"-HPS-113-4304-D2DH-HS |  | 4-20mA | ISB-12 | EExd |  | 450DegC |  | Yes
1 | 1829 | 113-TW-7313 | Thermowell | VS2158-412-A-213 | FIELD | - | - | [5 empty] | VENDOR
2 |  |  | CASING TEMP |  | 113-ST-601 | - | - | - |  |  |  | Yes
1 | 1830 | 113-TE-7313 | Thermocouple | VS2158-412-A-213 | FIELD | TC |  |  |  | 0DegC |  |  | VENDOR
2 |  |  | CASING TEMP |  | 113-ST-601 | TYPEK |  | - |  | 800DegC |  | Yes
1 | 1831 | 113-TT-7313 | Temperature Transmitter | VS2158-412-A-213 | FIELD | AI | PUCS | YES |  | 0DegC |  |  | VENDOR
2 |  |  | CASING TEMP |  | 113-ST-601 | 4-20mA | ISB-12 | EExd |  | 800DegC |  | Yes
1 | 1833 | 113-TW-7315 | Thermowell | VS2158-412-A-233 | FIELD | - | - | [5 empty] | VENDOR
2 |  |  | MAINSTEAMTEMP | HHPS-113-3009-P0MS-HS |  | - | - | - |  |  |  | Yes
1 | 1834 | 113-TE-7315 | Thermocouple | VS2158-412-A-233 | FIELD | TC |  |  |  | 0DegC |  |  | VENDOR
2 |  |  | MAINSTEAMTEMP | HHPS-113-3009-P0MS-HS |  | TYPEK |  | - |  | 800DegC |  | Yes(Loose)
1 | 1835 | 113-TT-7315 | Temperature Transmitter | VS2158-412-A-233 | FIELD | AI | PUCS | YES |  | 0DegC |  |  | VENDOR
2 |  |  | MAINSTEAMTEMP | HHPS-113-3009-P0MS-HS |  | 4-20mA | ISB-12 | EExd |  | 800DegC |  | Yes(Loose)
1 | 1837 | 113-TW-7330 | Thermowell | VS2158-412-A-243 | FIELD | [7 empty] | VENDOR
2 |  |  | SCWTOHDR | 32"-CSWR-113-XXXX-S0CW-NI |  |  |  | EExd |  |  |  | Yes
1 | 1838 | 113-TT-7330 | Temperature Transmitter | VS2158-412-A-243 | FIELD | AI | DCS | YES | 0DegC |  |  | Req'd | VENDOR
2 |  |  | SCWTOHDR | 32"-CSWR-113-3001-S0CW-NI |  | 4-20mA | ISB-12 | EExd | 100DegC |  |  | Yes
1 | 1839 | 113-TE-7330 | RTD | VS2158-412-A-243 | FIELD | RTD | [5 empty] | Notreq'd | VENDOR
2 |  |  | SCWTOHDR | 32"-CSWR-113-3001-S0CW-NI |  |  |  | EExd |  |  |  | Yes
1 | 1845 | 113-TE-7340 | RTD | VS2158-412-A-243 | FIELD | RTD | [5 empty] | Notreq'd | VENDOR
2 |  |  | SCWTOHDR | 32"-CSWR-113-4301-S0CW-NI |  |  |  | EExd |  |  |  | Yes
1 | 1846 | 113-TT-7340 | Temperature Transmitter | VS2158-412-A-243 | FIELD | AI | DCS | YES | 0DegC |  |  | Req'd | VENDOR
2 |  |  | SCWTOHDR | 32"-CSWR-113-4301-S0CW-NI |  | 4-20mA | ISB-12 | EExd | 100DegC |  |  | Yes
1 | 1848 | 113-TW-7340 | Thermowell | VS2158-412-A-243 | FIELD | [7 empty] | VENDOR
2 |  |  | SCWTOHDR | 32"-CSWR-113-XXXX-S0CW-NI |  |  |  | EExd |  |  |  | Yes
1 | 1857 | 113-TT-7351 | Temperature Transmitter | VS2158-412-A-223 | FIELD | AI | DCS | YES | -30DegC |  |  |  | VENDOR
2 |  |  | L/OTO113STG601 |  |  | 4-20mA | ISB-12 | EExd | 70DegC |  |  | Yes
1 | 1859 | 113-TE-7351 | Thermocouple | VS2158-412-A-223 | FIELD | TC | [6 empty] | VENDOR
2 |  |  | L/OTO113STG601 | 6"-LOS-113-4301-A0JP-NI |  | TYPEK | [5 empty] | Yes
1 | 1860 | 113-TW-7351 | Thermowell | VS2158-412-A-223 | FIELD | [7 empty] | VENDOR
2 |  |  | L/OTO113STG601 | 6"-LOS-113-4301-A0JP-NI | [7 empty] | Yes
1 | 1866 | 113-TW-7356 | Thermowell | VS2158-412-A-223 | FIELD | - | - | [5 empty] | VENDOR
2 |  |  | LOTANKTEMP |  | 113-ST-601-TK21 | - | - | - |  |  |  | Yes
1 | 1870 | 113-TE-7356 | Thermocouple | VS2158-412-A-223 | FIELD | TC | - |  |  |  | 0DegC |  | VENDOR
2 |  |  | LOTANKTEMP |  |  | TYPEK | - | - |  |  | 100DegC | Yes
1 | 1871 | 113-TT-7356 | Temperature Transmitter | VS2158-412-A-223 | FIELD | AI | PUCS | Yes |  |  | 0DegC |  | VENDOR
2 |  |  | LOTANKTEMP |  | 113-ST-601-TK21 | 4-20mA | ISB-12 | EExd |  |  | 100DegC | Yes
1 | 1876 | 113-TE-7371B | Thermocouple | VS2158-412-A-233 | FIELD | TC | - |  |  |  | 0DegC |  | VENDOR
2 |  |  | COTANKTEMP |  | 113-ST-601-TK31 | TYPEK | - | - |  |  | 100DegC | Yes
1 | 1877 | 113-TE-7371A | Thermocouple | VS2158-412-A-233 | FIELD | TC | - |  |  |  | 0DegC |  | VENDOR
2 |  |  | COTANKTEMP |  | 113-ST-601-TK31 | TYPEK | - | - |  |  | 100DegC | Yes
1 | 1878 | 113-TT-7371 | Temperature Transmitter | VS2158-412-A-233 | FIELD | AI | PUCS | Yes |  |  | 0DegC |  | VENDOR
2 |  |  | COTANKTEMP |  | 113-ST-601 | 4-20mA | ISB-12 | EExd |  |  | 100DegC | Yes
1 | 1809 | 113-TV-7305 | Control Valve | VS2158-412-A-213 | FIELD | AOR | DCS | Yes | Close |  | 0% | No | VENDOR
2 |  |  | MPSTO113ST601DS01 | 1"-TSCW-113-4305-A2AP-NI |  | 4-20mA | ISB-12 | EExd |  |  | 100% | Yes
1 | 1824 | 113-TV-7312 | Control Valve | VS2158-412-A-248 | FIELD | AOR | DCS | Yes | Close | 0% |  | No | VENDOR
2 |  |  | HPSFRM113ST601 | 2"-HBFW-113-3003-M2AS-HS |  | 4-20mA | ISB-12 | EExd |  | 100% |  | Yes
1 | 1882 | 113-TZE-7391AC | RTD | VS2158-412-A-238 | FIELD | RTD | PUCS |  | 0DegC |  |  |  | VENDOR
2 |  |  | STTHRUSTBRGTEMPA |  |  | RTD | ISB-12 | - | 160DegC |  |  | Yes
1 | 1883 | 113-TZE-7391AA | RTD | VS2158-412-A-238 | FIELD | RTD | PUCS |  | 0DegC |  |  |  | VENDOR
2 |  |  | STANTI-THRUSTBRGTEMPA |  |  | RTD | ISB-12 | - | 160DegC |  |  | Yes
1 | 1884 | 113-TZE-7391AA | RTD | VS2158-412-A-238 | FIELD | RTD | PUCS |  | 0DegC |  |  |  | VENDOR
2 |  |  | STANTI-THRUSTBRGTEMPA |  |  | RTD | ISB-12 | - | 160DegC |  |  | Yes
1 | 1885 | 113-TZE -7391AD | RTD | VS2158-412-A-238 | FIELD | RTD | PUCS |  | 0DegC |  |  |  | VENDOR
2 |  |  | ST THRUST BRG TEMP B |  |  | RTD | ISB-12 | - | 160DegC |  |  | Yes
1 | 1890 | 113-TZE-7391HA | RTD | VS2158-412-A-238 | FIELD | RTD | PUCS |  | 0DegC |  |  |  | VENDOR
2 |  |  | STHPSIDEBRGTEMPA |  |  | RTD | ISB-12 | - | 160DegC |  |  | Yes
1 | 1891 | 113-TZE-7391HB | RTD | VS2158-412-A-238 | FIELD | RTD | PUCS |  | 0DegC |  |  |  | VENDOR
2 |  |  | STHPSIDEBRGTEMPB |  |  | RTD | ISB-12 | - | 160DegC |  |  | Yes
1 | 1894 | 113-TZE-7391LA | RTD | VS2158-412-A-238 | FIELD | RTD | PUCS |  | 0DegC |  |  |  | VENDOR
2 |  |  | STLPSIDEBRGTEMPA |  |  | RTD | ISB-12 | - | 160DegC |  |  | Yes
1 | 1895 | 113-TZE-7391LB | RTD | VS2158-412-A-238 | FIELD | RTD | PUCS |  | 0DegC |  |  |  | VENDOR
2 |  |  | STLPSIDEBRGTEMPB |  |  | RTD | ISB-12 | - | 160DegC |  |  | Yes
1 | 1902 | 113-TZE-7392EA | RTD | VS2158-412-A-238 | FIELD | RTD | PUCS |  | 0DegC |  |  |  | VENDOR
2 |  |  | GENEXSIDEBRGTEMPA |  |  | RTD | ISB-12 | - | 160DegC |  |  | Yes
1 | 1903 | 113-TZE-7392EB | RTD | VS2158-412-A-238 | FIELD | RTD | PUCS |  | 0DegC |  |  |  | VENDOR
2 |  |  | GENEXSIDEBRGTEMPB |  |  | RTD | ISB-12 | - | 160DegC |  |  | Yes
1 | 1906 | 113-TZE-7392GA | RTD | VS2158-412-A-238 | FIELD | RTD | PUCS |  |  |  | 0DegC |  | VENDOR
2 |  |  | GENSTSIDEBRGTEMPA |  |  | RTD | ISB-12 | - |  |  | 160DegC | Yes
1 | 1907 | 113-TZE-7392GB | RTD | VS2158-412-A-238 | FIELD | RTD | PUCS |  |  |  | 0DegC |  | VENDOR
2 |  |  | GENSTSIDEBRGTEMPB |  |  | RTD | ISB-12 | - |  |  | 160DegC | Yes
1 | 2278 | 113-UY-7304 | Solenoid Valve | VS2158-412-A-213 | FIELD | DO | PUCS |  |  | CLOSE |  |  | VENDOR
2 |  |  | EXHSPRAYVALVESOV | 1"-TSCW-113-4304-A2AP-NI |  | 24VDC | ISB-12 | EExd |  | OPEN | Yes
1 | 2279 | 113-UV-7304 | On/Off Valve | VS2158-412-A-213 | FIELD | - | - |  | Open |  |  |  | VENDOR
2 |  |  | EXHSPRAYVALVE | 1"-TSCW-113-4304-A2AP-NI |  | - | - | - |  |  | Yes
1 | 2280 | 113-USL-7304 | Limit Switch (Close) | VS2158-412-A-213 | FIELD | DI | PUCS |  |  | CLOSE |  |  | VENDOR
2 |  |  | EXHSPRAYVALVECLOSED | 1"-TSCW-113-4304-A2AP-NI |  | VOLTFREE | ISB-12 | EExd |  | N_CLOSE | Yes
1 | 2288 | 113-UY-7306 | Solenoid Valve | VS2158-412-A-248 | FIELD | DO | PUCS |  |  | CLOSE |  |  | VENDOR
2 |  |  | EXTDRAINVALVESOV | 1"-HPS-113-4301-D2DH-HS |  | 24VDC | ISB-12 | EExd |  | OPEN | Yes
1 | 2289 | 113-UV-7306 | On/Off Valve | VS2158-412-A-248 | FIELD |  |  |  | Open |  | N/A |  | VENDOR
2 |  |  | EXTDRAINVALVE | 1"-HPS-113-4301-D1DH-HS |  |  |  | - |  |  | Yes
1 | 2290 | 113-USL-7306 | Limit Switch (Close) | VS2158-412-A-248 | FIELD | DI | PUCS |  |  | CLOSE |  |  | VENDOR
2 |  |  | EXTDRAINVALVECLOSED | 1"-HPS-113-4301-D2DH-HS |  | VOLTFREE | ISB-12 | EExd |  | N_CLOSE | Yes
1 | 2297 | 113-UY-7307 | Solenoid Valve | VS2158-412-A-213 | FIELD | DO | PUCS |  |  | OPEN |  |  | VENDOR
2 |  |  | CASING DRAIN VALVE SOV | 1"-HHPS-113-4302-P0MS-HS |  | 24VDC | ISB-12 | EExd |  | CLOSE | Yes
1 | 2298 | 113-UV-7307 | On/Off Valve | VS2158-412-A-213 | FIELD | - | - |  | Open |  |  |  | VENDOR
2 |  |  | CASING DRAIN VALVE | 1"-HHPS-113-4302-P0MS-HS |  | - | - | - |  |  | Yes
1 | 2299 | 113-USL-7307 | Limit Switch (Close) | VS2158-412-A-213 | FIELD | DI | PUCS |  |  | CLOSE |  |  | VENDOR
2 |  |  | CASING DRAIN VALVE CLOSED | 1"-HHPS-113-4302-P0MS-HS |  | VOLTFREE | ISB-12 | EExd |  | N_CLOSE | Yes
1 | 2305 | 113-UY-7311 | Solenoid Valve | VS2158-412-A-248 | FIELD | DO | PUCS |  |  | FREE |  |  | VENDOR
2 |  |  | EXTCHECKVALVESOV | 14"-HPS-113-4302-D2DH-HS |  | 24VDC | ISB-12 | EExd |  | CLOSE | Yes
1 | 2306 | 113-UV-7311 | On/Off Valve | VS2158-412-A-248 | FIELD |  |  |  | Close |  |  |  | VENDOR
2 |  |  | EXTCHECKVALVE | 14"-HPS-113-4302-D2DH-HS |  |  |  | - |  |  | Yes
1 | 2307 | 113-USL-7311 | Limit Switch (Close) | VS2158-412-A-248 | FIELD | DI | PUCS |  |  | CLOSE |  |  | VENDOR
2 |  |  | EXTCHECKVALVECLOSED | 14"-HPS-113-4302-D2DH-HS |  | VOLTFREE | ISB-12 | EExd |  | N_CLOSE | Yes
1 | 2308 | 113-UY-7316 | Solenoid Valve | VS2158-412-A-213 | FIELD | DO | PUCS |  |  | OPEN |  |  | VENDOR
2 |  |  | MSVDRAINVALVESOV | 1"-HHPS-113-4301-P0MS-HS |  | 24VDC | ISB-12 | EExd |  | CLOSE | Yes
1 | 2309 | 113-UV-7316 | On/Off Valve | VS2158-412-A-213 | FIELD | - | - |  | Open |  |  |  | VENDOR
2 |  |  | MSVDRAINVALVE | 1"-HHPS-113-4301-P0MS-HS |  | - | - | - |  |  | Yes
1 | 2310 | 113-USL-7316 | Limit Switch (Close) | VS2158-412-A-213 | FIELD | DI | PUCS |  |  | CLOSE |  |  | VENDOR
2 |  |  | MSVDRAINVALVECLOSED | 1"-HHPS-113-4301-P0MS-HS |  | VOLTFREE | ISB-12 | EExd |  | N_CLOSE | Yes
1 | 2311 | 113-UY-7331 | Solenoid Valve | VS2158-412-A-208 | FIELD | DO | PUCS |  |  | OPEN |  |  | VENDOR
2 |  |  | VACUUMBREAKERVALVESOV | 3"-ACV-113-4302-A2AS-NI |  | 24VDC | ISB-12 | EExd |  | CLOSE | Yes
1 | 2312 | 113-UV-7331 | On/Off Valve | VS2158-412-A-208 | FIELD |  |  |  | Close |  |  |  | VENDOR
2 |  |  | VACUUMBREAKERVALVE | 3"-AVC-113-4302-A2AS-NI |  |  |  | - |  |  | Yes(Loose)
1 | 2313 | 113-USL-7331 | Limit Switch (Close) | VS2158-412-A-208 | FIELD | DI | PUCS |  |  | CLOSE |  |  | VENDOR
2 |  |  | VACUUMBREAKERVALVECLOSED | 3"-ACV-113-4302-A2AS-NI |  | VOLTFREE | ISB-12 | EExd |  | N_CLOSE | Yes
1 | 2314 | 113-UZY-7372A | Solenoid Valve | VS2158-412-A-228 | FIELD | DO | PUCS |  |  | OPEN |  |  | VENDOR
2 |  |  | MAINSTOPVALVESOVA |  |  | 24VDC | ISB-12 | EExd |  | CLOSE | Yes
1 | 2315 | 113-UZY-7372B | Solenoid Valve | VS2158-412-A-228 | FIELD | DO | PUCS |  |  | OPEN |  |  | VENDOR
2 |  |  | MAINSTOPVALVESOVB |  |  | 24VDC | ISB-12 | EExd |  | CLOSE | Yes
1 | 2316 | 113-UZY-7372C | Solenoid Valve | VS2158-412-A-228 | FIELD | DO | PUCS |  |  | OPEN |  |  | VENDOR
2 |  |  | MSVTESTSOV |  |  | 24VDC | ISB-12 | EExd |  | CLOSE | Yes
1 | 2520 | 113-VE-7392GX | Proximity Probe (X-Axis) | VS2158-412-A-238 | FIELD | AI | PUCS | [5 empty] | VENDOR
2 |  |  | GEN ST SIDE VIB X |  |  | PX | ISB-12 | EExia |  |  |  | Yes
1 | 2521 | 113-VT-7392GX | Proximity Transducer | VS2158-412-A-238 | FIELD | AI | MMS | [5 empty] | VENDOR
2 |  |  | GEN ST SIDE VIB X |  |  | PX | ISB-12 | EExia |  |  |  | Yes
1 | 2522 | 113-VE-7392GX | Proximity Probe (Y-Axis) | VS2158-412-A-238 | FIELD | AI | PUCS | [5 empty] | VENDOR
2 |  |  | GEN ST SIDE VIB Y |  |  | PX | ISB-12 | EExia |  |  |  | Yes
1 | 2523 | 113-VT-7392GX | Proximity Transducer | VS2158-412-A-238 | FIELD | AI | MMS | [5 empty] | VENDOR
2 |  |  | GEN ST SIDE VIB Y |  |  | PX | ISB-12 | EExia |  |  |  | Yes
1 | 2508 | 113-VE-7391HX | Proximity Probe (X-Axis) | VS2158-412-A-238 | FIELD | AI | PUCS | [5 empty] | VENDOR
2 |  |  | STHPSIDEVIBX |  |  | PX | ISB-12 | EExia |  |  |  | Yes
1 | 2509 | 113-VT-7391HX | Proximity Transducer | VS2158-412-A-238 | PUCS | AI | MMS |  | 0microm |  |  |  | VENDOR
2 |  |  | STHPSIDEVIBX |  | 113-ST-601 | PX | ISB-12 | EExia | 200microm |  |  | Yes
1 | 2510 | 113-VT-7391HY | Proximity Transducer | VS2158-412-A-238 | PUCS | AI | MMS |  | 0microm |  |  |  | VENDOR
2 |  |  | STHPSIDEVIBY |  | 113-ST-601 | PX | ISB-12 | EExia | 200microm |  |  | Yes
1 | 2511 | 113-VE-7391HY | Proximity Probe (Y-Axis) | VS2158-412-A-238 | FIELD | AI | PUCS | [5 empty] | VENDOR
2 |  |  | STHPSIDEVIBY |  |  | PX | ISB-12 | EExia |  |  |  | Yes
1 | 2512 | 113-VT-7391LX | Proximity Transducer | VS2158-412-A-238 | PUCS | AI | MMS |  | 0microm |  |  |  | VENDOR
2 |  |  | STLPSIDEVIBX |  | 113-ST-601 | PX | ISB-12 | EExia | 200microm |  |  | Yes
1 | 2513 | 113-VE-7391LX | Proximity Probe (X-Axis) | VS2158-412-A-238 | FIELD | AI | PUCS | [5 empty] | VENDOR
2 |  |  | STLPSIDEVIBX |  |  | PX | ISB-12 | EExia |  |  |  | Yes
1 | 2514 | 113-VE-7391LY | Proximity Probe (Y-Axis) | VS2158-412-A-238 | FIELD | AI | PUCS | [5 empty] | VENDOR
2 |  |  | STLPSIDEVIBY |  |  | PX | ISB-12 | EExia |  |  |  | Yes
1 | 2515 | 113-VT-7391LY | Proximity Transducer | VS2158-412-A-238 | PUCS | AI | MMS |  | 0microm |  |  |  | VENDOR
2 |  |  | STLPSIDEVIBY |  | 113-ST-601 | PX | ISB-12 | EExia | 200microm |  |  | Yes
1 | 2516 | 113-VE-7392EX | Proximity Probe (X-Axis) | VS2158-412-A-238 | FIELD | AI | PUCS | [5 empty] | VENDOR
2 |  |  | GENEXSIDEVIBX |  |  | PX | ISB-12 | EExia |  |  |  | Yes
1 | 2517 | 113-VT-7392EX | Proximity Transducer | VS2158-412-A-238 | PUCS | AI | MMS |  | 0microm |  |  |  | VENDOR
2 |  |  | GENEXSIDEVIBX |  | 113-STG-601 | PX | ISB-12 | EExia | 300microm |  |  | Yes
1 | 2518 | 113-VE-7392EY | Proximity Probe (Y-Axis) | VS2158-412-A-238 | FIELD | AI | PUCS | [5 empty] | VENDOR
2 |  |  | GENEXSIDEVIBY |  |  | PX | ISB-12 | EExia |  |  |  | Yes
1 | 2519 | 113-VT-7392EY | Proximity Transducer | VS2158-412-A-238 | PUCS | AI | MMS |  | 0microm |  |  |  | VENDOR
2 |  |  | GENEXSIDEVIBY |  | 113-STG-601 | PX | ISB-12 | EExia | 300microm |  |  | Yes
1 | 2592 | 113-XE-7391AA | Proximity Probe (Axial Displacement) | VS2158-412-A-238 | FIELD | AI | PUCS | [5 empty] | VENDOR
2 |  |  | STSHAFTPOSITIONA |  |  | PX | ISB-12 | EExia |  |  |  | Yes
1 | 2593 | 113-XE-7391AB | Proximity Probe (Axial Displacement) | VS2158-412-A-238 | FIELD | AI | PUCS | [5 empty] | VENDOR
2 |  |  | STSHAFTPOSITIONB |  |  | PX | ISB-12 | EExia |  |  |  | Yes
1 | 2594 | 113-XT-7391AA | Proximity Transducer | VS2158-412-A-238 | PUCS | AI | MMS |  | -2mm |  |  |  | VENDOR
2 |  |  | STSHAFTPOSITIONA |  | 113-ST-601 | PX | ISB-12 | EExia | 2mm |  |  | Yes
1 | 2595 | 113-XT-7391AB | Proximity Transducer | VS2158-412-A-238 | PUCS | AI | MMS |  | -2mm |  |  |  | VENDOR
2 |  |  | STSHAFTPOSITIONB |  | 113-ST-601 | PX | ISB-12 | EExia | 2mm |  |  | Yes
1 | 595 | 113-LG-7356 | Level Gauge | VS2158-412-A-223 | FIELD | - | - |  |  |  | -1290mm |  | VENDOR
2 |  |  | LOTANKLEVEL |  | 113-ST-601-TK21 | - | - | - |  |  | 350mm | Yes
1 | 599 | 113-LG-7371 | Level Gauge | VS2158-412-A-233 | FIELD | - | - |  |  |  | -145mm |  | VENDOR
2 |  |  | COTANKLEVEL |  | 113-ST-601 | - | - | - |  |  | 185mm | Yes
1 | 1124 | 113-PG-7305 | Pressure Gauge | VS2158-412-A-213 | FIELD | - | - |  |  |  | 0MPa |  | VENDOR
2 |  |  | 1st STAGE STEAM PRESS |  | 113-ST-601 | - | - | - |  |  | 5MPa | Yes
1 | 1132 | 113-PG-7311 | Pressure Gauge | VS2158-412-A-248 | FIELD |  | - | [5 empty] | VENDOR
2 |  |  | STEAMTURBINETOATM | 14"-HPS-113-4309-D2DH-HS |  | - | - | - |  |  |  | Yes
1 | 1135 | 113-PG-7312 | Pressure Gauge | VS2158-412-A-213 | FIELD | - | - |  |  |  | 0MPa |  | VENDOR
2 |  |  | MIDDLESTAGESTEAMPRESS |  | 113-ST-601 | - | - | - |  |  | 12MPa | Yes
1 | 1143 | 113-PG-7315 | Pressure Gauge | VS2158-412-A-248 | FIELD |  | - | [5 empty] | VENDOR
2 |  |  | HHPSTEAMFROMHEADER | 16"-HHPS-113-3009-P0MS-HS |  | - | - | - |  |  |  | Yes
1 | 1145 | 113-PG-7320 | Pressure Gauge | VS2158-412-A-208 | FIELD | [7 empty] | VENDOR
2 |  |  | LEAKSTEAMPRESS | 6"-GLS-113-4306-A2AS-PP | [7 empty] | Yes
1 | 1146 | 113-PG-7330 | Pressure Gauge Diaphragm Seal | VS2158-412-A-243 | FIELD | [7 empty] | VENDOR
2 |  |  | CSWSTO113ST601E01 | 32"-CSWS-113-3001-S0CW-NI | [7 empty] | Yes
1 | 1148 | 113-PG-7332 | Pressure Gauge | VS2158-412-A-208 | FIELD | - | - |  | -0.1MPa |  |  |  | VENDOR
2 |  |  | EJECTORCONDENSERPRESS |  | 113-ST-601-E11 | - | - | - | 0.2MPa |  |  | Yes
1 | 1150 | 113-PG-7340 | Pressure Gauge Diaphragm Seal | VS2158-412-A-243 | FIELD | [7 empty] | VENDOR
2 |  |  | CSWSTO113ST601E01 | 32"-CSWS-113-4301-S0CW-NI | [7 empty] | Yes
1 | 1152 | 113-PG-7341A | Pressure Gauge | VS2158-412-A-208 | FIELD | - | - |  | 0MPa |  |  |  | VENDOR
2 |  |  | MOTIVESTEAMPRESS |  | 113-ST-601-EJ11 | - | - | - | 10MPa |  |  | Yes
1 | 1153 | 113-PG-7341B | Pressure Gauge | VS2158-412-A-208 | FIELD | - | - |  | 0MPa |  |  |  | VENDOR
2 |  |  | MOTIVESTEAMPRESS |  | 113-ST-601-E11 | - | - | - | 10MPa |  |  | Yes
1 | 1154 | 113-PG-7344A | Pressure Gauge | VS2158-412-A-203 | FIELD | [7 empty] | VENDOR
2 |  |  | CONDENSATE PUMP SUCTION PRESS | 14"-TSCW-113-4310-A2AP-NI | [7 empty] | Yes
1 | 1155 | 113-PG-7344B | Pressure Gauge | VS2158-412-A-203 | FIELD | [7 empty] | VENDOR
2 |  |  | CONDENSATE PUMP SUCTION PRESS | 14"-TSCW-113-4311-A2AP-NI | [7 empty] | Yes
1 | 1156 | 113-PG-7345A | Pressure Gauge | VS2158-412-A-203 | FIELD | [7 empty] | VENDOR
2 |  |  | CONDENSATE PUMP DISCHARGE PRESS | 1"-TSCW-113-4305-A2AP-NI | [7 empty] | Yes
1 | 1157 | 113-PG-7345B | Pressure Gauge | VS2158-412-A-203 | FIELD | [7 empty] | VENDOR
2 |  |  | CONDENSATE PUMP DISCHARGE PRESS | 1"-TSCW-113-4305-A2AP-NI | [7 empty] | Yes
1 | 1158 | 113-PG-7351 | Pressure Gauge | VS2158-412-A-223 | FIELD | - | - |  | 0MPa |  |  |  | VENDOR
2 |  |  | LOUNITOUTLETPRESS | 4"-LOD-4301-APJP-NI |  | - | - | - | 1MPa |  |  | Yes
1 | 1160 | 113-PG-7352 | Pressure Gauge | VS2158-412-A-223 | FIELD | - | - |  | 0MPa |  |  |  | VENDOR
2 |  |  | LOFILTEROUTLETPRESS |  | 113-ST-601-F21A/B | - | - | - | 1MPa |  |  | Yes
1 | 1163 | 113-PG-7353 | Pressure Gauge | VS2158-412-A-223 | FIELD | - | - |  | 0MPa |  |  |  | VENDOR
2 |  |  | LOFILTERINLETPRESS |  | 113-ST-601-F21A/B | - | - | - | 1MPa |  |  | Yes
1 | 1168 | 113-PG-7355A | Pressure Gauge | VS2158-412-A-223 | FIELD | - | - |  | 0MPa |  |  |  | VENDOR
2 |  |  | LOPUMPDISCHARGEPRESS |  | 113-ST-601-P21A | - | - | - | 1MPa |  |  | Yes
1 | 1170 | 113-PG-7355B | Pressure Gauge | VS2158-412-A-223 | FIELD | - | - |  |  |  | 0MPa |  | VENDOR
2 |  |  | LOPUMPDISCHARGEPRESS |  | 113-ST-601-P21B | - | - | - |  |  | 1MPa | Yes
1 | 1172 | 113-PG-7355C | Pressure Gauge | VS2158-412-A-223 | FIELD | - | - |  |  |  | 0MPa |  | VENDOR
2 |  |  | LOPUMPDISCHARGEPRESS |  | 113-ST-601-P23 | - | - | - |  |  | 0.6MPa | Yes
1 | 1173 | 113-PG-7356A | Pressure Gauge | VS2158-412-A-223 | FIELD | - | - |  |  |  | 0MPa |  | VENDOR
2 |  |  | LOPURIFIERINLETPRESS |  | 113-ST-601-F22 | - | - | - |  |  | 0.4MPa | Yes
1 | 1174 | 113-PG-7356B | Pressure Gauge | VS2158-412-A-223 | FIELD | - | - |  |  |  | 0MPa |  | VENDOR
2 |  |  | LOPURIFIEROUTLETPRESS |  | 113-ST-601-F22 | - | - | - |  |  | 0.4MPa | Yes
1 | 1175 | 113-PG-7359 | Pressure Gauge | VS2158-412-A-218 | FIELD | - | - |  |  |  | 0MPa |  | VENDOR
2 |  |  | LOPRESS | 16"-LOS-113-4304-A0JP-NI |  | - | - | - |  |  | 0.3MPa | Yes
1 | 1184 | 113-PG-7371 | Pressure Gauge | VS2158-412-A-233 | FIELD | - | - | [5 empty] | VENDOR
2 |  |  | COPRESS |  | 113-ST-601 | - | - | - |  |  |  | Yes
1 | 1197 | 113-PG-7382 | Pressure Gauge | VS2158-412-A-228 | FIELD | - | - |  |  |  | 0MPa |  | VENDOR
2 |  |  | COPRESS |  | 113-ST-601 | - | - | - |  |  | 20MPa | Yes
1 | 1804 | 113-TG-7301 | Temperature Gauge | VS2158-412-A-213 | FIELD | [7 empty] | VENDOR
2 |  |  | STMTURBN |  | 113-ST-601 | [6 empty] | Yes
1 | 1803 | 113-TW-7301 | Thermowell | VS2158-412-A-213 | FIELD | - | - | [5 empty] | VENDOR
2 |  |  | EXHSTEAMTEMP |  | 113-ST-601 | - | - | - |  |  |  | Yes
1 | 1815 | 113-TGW-7309 | Thermowell | VS2158-412-A-248 | FIELD | [7 empty] | VENDOR
2 |  |  | MPSTMTOHDR | 14"-HPS-113-4302-D1DH04-HS | [7 empty] | Yes
1 | 1816 | 113-TG-7309 | Temperature Gauge | VS2158-412-A-248 | FIELD | [7 empty] | VENDOR
2 |  |  | MPSTMTOHDR | 14"-HPS-113-4302-D2DH-HS | [7 empty] | Yes
1 | 1841 | 113-TGW-7331 | Thermowell | VS2158-412-A-208 | FIELD | - | - | [5 empty] | VENDOR
2 |  |  | COOLING WATER TEMP |  | 113-ST-601-E11 | - | - | - |  |  |  | Yes
1 | 1842 | 113-TG-7331 | Temperature Gauge | VS2158-412-A-208 | FIELD | [7 empty] | VENDOR
2 |  |  | COOLING WATER TEMP |  | 113-ST-601-E11 | [6 empty] | Yes
1 | 1843 | 113-TGW-7332 | Thermowell | VS2158-412-A-208 | FIELD | [7 empty] | VENDOR
2 |  |  | EJECTORCOND | 8"-TSCW-113-4301-A2A-NI | [7 empty] | Yes
1 | 1844 | 113-TG-7332 | Temperature Gauge | VS2158-412-A-208 | FIELD | [7 empty] | VENDOR
2 |  |  | EJECTORCOND | [8 empty] | Yes
1 | 1849 | 113-TGW-7341 | Thermowell | VS2158-412-A-208 | FIELD | - | - | [5 empty] | VENDOR
2 |  |  | MOTIVESTEAMTEMP | 1-1/2"-MPS-113-4301-B1AS-HS |  | - | - | - |  |  |  | Yes
1 | 1850 | 113-TG-7341 | Temperature Gauge | VS2158-412-A-208 | FIELD | [7 empty] | VENDOR
2 |  |  | MOTIVESTEAMTEMP | 1-1/2"-MPS-113-4301-B1AS-HS | [7 empty] | Yes
1 | 1853 | 113-TGW-7343 | Thermowell | VS2158-412-A-243 | FIELD | [7 empty] | VENDOR
2 |  |  | 113A006CW TO HDR | 32"-CSWR-113-4301-S0CW-NI | [7 empty] | Yes
1 | 1854 | 113-TG-7343 | Temperature Gauge | VS2158-412-A-243 | FIELD | [7 empty] | VENDOR
2 |  |  | 113A006CW TO HDR | 32"-CSWR-113-4301-S0CW-NI | [7 empty] | Yes
1 | 1855 | 113-TGW-7344 | Thermowell | VS2158-412-A-243 | FIELD | [7 empty] | VENDOR
2 |  |  | 113A006CW TO HDR | 32"-CSWR-113-3001-S0CW-NI | [7 empty] | Yes
1 | 1856 | 113-TG-7344 | Temperature Gauge | VS2158-412-A-243 | FIELD | [7 empty] | VENDOR
2 |  |  | 113A006CW TO HDR | 32"-CSWR-113-3001-S0CW-NI | [7 empty] | Yes
1 | 1861 | 113-TGW-7353 | Thermowell | VS2158-412-A-223 | FIELD | - | - | [5 empty] | VENDOR
2 |  |  | LOCOOLEROUTLETTEMP |  | 113-ST-601-E21A/B | - | - | - |  |  |  | Yes
1 | 1863 | 113-TG-7353 | Temperature Gauge | VS2158-412-A-223 | FIELD | [7 empty] | VENDOR
2 |  |  | LOCOOLEROUTLETTEMP |  | 113-ST-601-E21A/B | [6 empty] | Yes
1 | 1864 | 113-TGW-7354 | Thermowell | VS2158-412-A-223 | FIELD | - | - | [5 empty] | VENDOR
2 |  |  | LOCOOLERINLETTEMP |  | 113-ST-601-E21A/B | - | - | - |  |  |  | Yes
1 | 1865 | 113-TG-7354 | Temperature Gauge | VS2158-412-A-223 | FIELD | [7 empty] | VENDOR
2 |  |  | LOCOOLERINLETTEMP |  | 113-ST-601-E21A/B | [6 empty] | Yes
1 | 1867 | 113-TGW-7356 | Thermowell | VS2158-412-A-223 | FIELD | - | - | [5 empty] | VENDOR
2 |  |  | LOTANKTEMP |  | 113-ST-601-TK21 | - | - | - |  |  |  | Yes
1 | 1869 | 113-TG-7356 | Temperature Gauge | VS2158-412-A-223 | FIELD | [7 empty] | VENDOR
2 |  |  | LOTANKTEMP |  | 113-ST-601-TK21 | [6 empty] | Yes
1 | 1874 | 113-TGW-7371 | Thermowell | VS2158-412-A-233 | FIELD | - | - | [5 empty] | VENDOR
2 |  |  | COTANKTEMP |  | 113-ST-601 | - | - | - |  |  |  | Yes
1 | 1875 | 113-TG-7371 | Temperature Gauge | VS2158-412-A-233 | FIELD | - | - | [5 empty] | VENDOR
2 |  |  | COTANKTEMP |  | 113-ST-601 | - | - | - |  |  |  | Yes

## Original (hidden)
ItemNo. | TagNumber | InstrumentTypeDesc. | P&ID | InstrumentLocation | SystemI/OType | ControlSystem | HART | Valve FailAction | State1 | DCSRangeMinimum | SPD Required | Remarks
| InternalLoopOrder | Service | LineNumber | EquipmentName | SignalType | I/OLocation | InstrumentCertification | ControlAction | State0 | DCSRangeMaximum | PackageVendorSupply | Status
57113-FE-0030 |  | OrificePlate | VS2158-412-A-248 | FIELD
1 |  | HPSTOHDR | 14"-HPS-113-4302-D2DH-HS |  |  |  | EExd
58113-FT-0030 |  |  | VS2158-412-A-248 | FIELD | AIR | DCS | YES |  | 0t/h |  | Req'd
2 |  | HPSTOHDR | 14"-HPS-113-4302-D1DH-HS |  | 4-20mA | ISB-12 | EExd |  | 280t/h
59113-FIC-0030 |  | FlowController(GOVP) | VS2158-412-A-248 | PUCS |  | DCS
3 |  | EXTRACTIONSTEAM |  |  |  |  | - | Reverse
60113-FE-0031 |  | OrificePlate | D-113-1225-0001S | FIELD
1 |  | TSCWTOHDR | 8"-TSCW-113-0351-A2AP-NI |  |  |  | EExd
61113-FT-0031 |  | DPFlowTransmitter | D-113-1225-0001S | FIELD | AI | DCS | YES |  | 0t/h |  | Req'd
2 |  | TSCWTOHDR | 8"-TSCW-113-0351-A2AP-NI |  | 4-20mA | ISB-12 | EExd |  | 150t/h
62113-FI-0031 |  | FlowIndication(Soft) | D-113-1225-0001S | DCS |  | DCS
3 |  | TSCWTOHDR |  |  |  |  | -
95113-FE-7315 |  | OrificePlate | VS2158-412-A-248 | FIELD
1 |  | HHPSTO113ST006 | 24"-HHPS-113-3009-P0MS-HS |  |  |  | EExd |  |  |  | Yes(Loose)
96113-FT-7315 |  | DPFlowTransmitter | VS2158-412-A-248 | FIELD | AI | DCS | YES | 0t/h |  |  | Req'd
1 |  | HHPSTO113ST006 | 24"-HHPS-113-3009-P0MS-HS |  | 4-20mA | ISB-12 | EExd | 450t/h |  |  | Yes(Loose)
97113-FI-7315 |  | FlowIndication(Soft) | VS2158-412-A-248 | DCS |  | DCS
3 |  | HHPSTO113ST006 |  |  |  |  | - |  |  |  | Yes(Loose)
98113-FY-7315 |  | DCSFunction(Soft) | VS2158-412-A-535 | PUCS | AOR | DCS |  | 0%
4 |  | HHPSTO113ST006 |  |  | 4-20mA | ISB-12 |  | 100% |  |  | Yes
115113-HV-0005 |  | MotorOperatedValve | VS2158-412-A-243 | FIELD
1 |  | CSWSTO113ST601E01 | 32"-CSWR-113-3001-S0CW-NI
116113-HV-0006 |  | MotorOperatedValve | VS2158-412-A-243 | FIELD
1 |  | CSWRFRM113ST601E01 | 32"-CSWS-113-4301-S0CW-NI
125113-HV-0015 |  | MotorOperatedValve | VS2158-412-A-243 | FIELD
1 |  | CSWSTO113ST601E01 | 32"-CSWS-113-3001-S0CW-NI
126113-HV-0016 |  | MotorOperatedValve | VS2158-412-A-243 | FIELD
1 |  | CSWRFRM113ST601E01 | 32"-CSWS-113-4301-S0CW-NI
263113-HV-7341A |  | MotorOperatedValve | VS2158-412-A-208 | FIELD | - | -
1 |  | MOTIVESTEAMSHUTVALVE | 1-1/2"-MPS-113-4301-B1AS-HS |  | - | - | -
264113-HV-7341B |  | MotorOperatedValve | VS2158-412-A-208 | FIELD | - | -
1 |  | MOTIVESTEAMSHUTVALVE | 1-1/2"-MPS-113-4301-B1AS-HS |  | - | - | -
601113-LS-7392WL |  | LevelSwitch | VS2158-412-A-238 | FIELD | DI | PUCS |  |  | ALARM
1 |  | GENCOOLWATERLEAKAGE |  | 113-ST-601 | VOLTFREE | ISB-12 | EExd |  | NORMAL |  | Yes
596113-LT-7356 |  | LevelTransmitterDisplacer | VS2158-412-A-223 | FIELD | AI | PUCS | Yes |  |  | -1290mm
1 |  | LOTANKLEVEL |  | 113-ST-601-TK21 | 4-20mA | ISB-12 | EExd |  |  | 350mm | Yes
598113-LT-7371 |  | LevelTransmitterDisplacer | VS2158-412-A-233 | FIELD | AI | PUCS | Yes |  |  | -145mm
1 |  | COTANKLEVEL |  | 113-ST-601 | 4-20mA | ISB-12 | EExd |  |  | 185mm | Yes
584113-LV-7342A |  | ControlValve | VS2158-412-A-203 |  | AO | PUCS |  | Close |  | 0%
1 |  | MAINCONDENSERLEVEL | 8"-TSCW-113-0351-A2AP-NI | MAINCONDENSER(11 | 4-20mA | ISB-12 | EExd |  |  | 100% | Yes
586113-LV-7342B |  | ControlValve | VS2158-412-A-203 |  | AO | PUCS |  | Open |  | 0%
2 |  | MAINCONDENSERLEVEL | 8"-TSCW-113-0351-A2AP-NI | MAINCONDENSER(11 | 4-20mA | ISB-12 | EExd |  |  | 100% | Yes
589113-LZT-7343A |  | DPLevelTransmitter | VS2158-412-A-203 | FIELD | AI | PUCS | Yes |  |  | -406.5mm
1 |  | MAINCONDENSERLEVELA |  | 113-ST-601-E01 | 4-20mA | ISB-12 | EExd |  |  | 406.5mm | Yes
590113-LZT-7343B |  | DPLevelTransmitter | VS2158-412-A-203 | FIELD | AI | PUCS | Yes |  |  | -406.5mm
2 |  | MAINCONDENSERLEVELB |  | 113-ST-601-E01 | 4-20mA | ISB-12 | EExd |  |  | 406.5mm | Yes
591113-LZT-7343C |  | DPLevelTransmitter | VS2158-412-A-203 | FIELD | AI | PUCS | Yes |  |  | -406.5mm
3 |  | MAINCONDENSERLEVELC |  | 113-ST-601-E01 | 4-20mA | ISB-12 | EExd |  |  | 406.5mm | Yes
1161113-PDT-7352 |  | DiffPressureTransmitter | VS2158-412-A-223 | FIELD | AI | DCS | YES | 0kPa
1 |  | 113ST601F21A/B L/O FILTER DIFF |  |  | 4-20mA | ISB-12 | EExd | 500kPa |  |  | Yes
1188113-PDT-7371A |  | DiffPressureTransmitter | VS2158-412-A-233 | FIELD | AI | DCS | YES |  |  | 0kPa
1 |  | 113ST601F31AC/OFILTERDIFF |  |  | 4-20mA | ISB-12 | EExd |  |  | 500kPa | Yes
1190113-PDT-7371B |  | DiffPressureTransmitter | VS2158-412-A-233 | FIELD | AI | DCS | YES |  |  | 0kPa
1 |  | 113ST601F31BC/OFILTERDIFF |  |  | 4-20mA | ISB-12 | EExd |  |  | 500kPa | Yes
1193113-PS-7372 |  | HandSwitch | VS2158-412-A-228 | FIELD | DI | PUCS |  | ON
1 |  | COPRESSNORMAL(FORMSVTEST) |  | 113-ST-601 | VOLTFREE | ISB-12 | EExd | OFF |  |  | Yes
1118113-PT-7302 |  | PressureTransmitter | VS2158-412-A-213 | FIELD | AI | PUCS |  |  |  | -100kPa-g
1 |  | EXHSTEAMPRESS |  | 113-ST-601 | 4-20mA | ISB-12 | EExd |  |  | 100kPa-g | Yes
1133113-PT-7311 |  | PressureTransmitter | VS2158-412-A-248 | FIELD | AI | DCS | YES |  |  | 0MPa-g
1 |  | HPSTOHDR | 14"-HPS-113-4309-D2DH-HS |  | 4-20mA | ISB-12 | EExd |  |  | 8MPa-g | Yes(Loose)
1136113-PT-7314 |  | PressureTransmitter | VS2158-412-A-213 | FIELD | AI | PUCS |  |  |  | -100kPa-g
1 |  | SEALSTEAMPRESS | 8"-GSS-113-4305-B2DH-HS |  | 4-20mA | ISB-12 | EExd |  |  | 100kPa-g | Yes
1142113-PT-7315 |  | PressureTransmitter | VS2158-412-A-248 | FIELD | AI | DCS | YES |  |  | 0MPa-g
1 |  | HHPSTO113ST006 | 24"-HHPS-113-3009-P0MS-HS |  | 4-20mA | ISB-12 | EExd |  |  | 20MPa-g | Yes(Loose)
1180113-PT-7360 |  | PressureTransmitter | VS2158-412-A-218 | FIELD | AI | PUCS |  |  |  | 0kPa-g
1 |  | LOPRESS | 16"-LOS-113-4304-A0JP-NI |  | 4-20mA | ISB-12 | EExd |  |  | 200kPa-g | Yes
1186113-PT-7371 |  | PressureTransmitter | VS2158-412-A-233 | FIELD | AI | PUCS | Yes |  |  | 0MPa
1 |  | COPRESS |  | 113-ST-601 | 4-20mA | ISB-12 | EExd |  |  | 25MPa | Yes
1140113-PV-7314A |  | ControlValve | VS2158-412-A-213 | FIELD | AO | PUCS |  | Open |  | 0%
4 |  | SEALSTEAMPRESS | 8"-GSS-113-4305-B2DH-HS |  | 4-20mA | ISB-12 | EExd |  |  | 100% | Yes
1141113-PV-7314B |  | ControlValve | VS2158-412-A-213 | FIELD | AO | PUCS |  | Close |  | 0%
5 |  | SEALSTEAMPRESS | 8"-GSS-113-4305-B2DH-HS |  | 4-20mA | ISB-12 | EExd |  |  | 100% | Yes
1120113-PZT-7303A |  | PressureTransmitter | VS2158-412-A-213 | FIELD | AI | PUCS |  |  |  | -100kPa-g
1 |  | EXHSTEAMPRESSA |  | 113-ST-601 | 4-20mA | ISB-12 | EExd |  |  | 100kPa-g | Yes
1121113-PZT-7303B |  | PressureTransmitter | VS2158-412-A-213 | FIELD | AI | PUCS |  |  |  | -100kPa-g
2 |  | EXHSTEAMPRESSB |  | 113-ST-601 | 4-20mA | ISB-12 | EExd |  |  | 100kPa-g | Yes
1122113-PZT-7303C |  | PressureTransmitter | VS2158-412-A-213 | FIELD | AI | PUCS |  |  |  | -100kPa-g
3 |  | EXHSTEAMPRESSC |  | 113-ST-601 | 4-20mA | ISB-12 | EExd |  |  | 100kPa-g | Yes
1130113-PZT-7310A |  | PressureTransmitter | VS2158-412-A-248 | FIELD | AI | PUCS | YES |  |  | 0MPa-g
1 |  | EXTSTEAMPRESSA | 14"-HPS-113-4309-D2DH-HS |  | 4-20mA | ISB-12 | EExd |  |  | 8MPa-g | Yes
1128113-PZT-7310B |  | PressureTransmitter | VS2158-412-A-248 | FIELD | AI | PUCS | YES |  |  | 0MPa-g
2 |  | EXTSTEAMPRESSB | 14"-HPS-113-4309-D2DH-HS |  | 4-20mA | ISB-12 | EExd |  |  | 8MPa-g | Yes
1129113-PZT-7310C |  | PressureTransmitter | VS2158-412-A-248 | FIELD | AI | PUCS | YES |  |  | 0MPa-g
3 |  | EXTSTEAMPRESSC | 14"-HPS-113-4309-D2DH-HS |  | 4-20mA | ISB-12 | EExd |  |  | 8MPa-g | Yes
1176113-PZT-7359A |  | PressureTransmitter | VS2158-412-A-218 | FIELD | AI | PUCS |  |  |  | 0kPa-g
1 |  | LOPRESSA | 16"-LOS-113-4304-A0JP-NI |  | 4-20mA | ISB-12 | EExd |  |  | 200kPa-g | Yes
1177113-PZT-7359B |  | PressureTransmitter | VS2158-412-A-218 | FIELD | AI | PUCS |  |  |  | 0kPa-g
2 |  | LOPRESSB | 16"-LOS-113-4304-A0JP-NI |  | 4-20mA | ISB-12 | EExd |  |  | 200kPa-g | Yes
1178113-PZT-7359C |  | PressureTransmitter | VS2158-412-A-218 | FIELD | AI | PUCS |  |  |  | 0kPa-g
3 |  | LOPRESSC | 16"-LOS-113-4304-A0JP-NI |  | 4-20mA | ISB-12 | EExd |  |  | 200kPa-g | Yes
1192113-PZT-7372A |  | PressureTransmitter | VS2158-412-A-233 | FIELD | AI | PUCS | Yes |  |  | 0MPa
1 |  | COPRESSA |  | 113-ST-601 | 4-20mA | ISB-12 | EExd |  |  | 25MPa | Yes
1194113-PZT-7372B |  | PressureTransmitter | VS2158-412-A-233 | FIELD | AI | PUCS | Yes |  |  | 0MPa
2 |  | COPRESSB |  | 113-ST-601 | 4-20mA | ISB-12 | EExd |  |  | 25MPa | Yes
1195113-PZT-7372C |  | PressureTransmitter | VS2158-412-A-233 | FIELD | AI | PUCS | Yes |  |  | 0MPa
3 |  | COPRESSC |  | 113-ST-601 | 4-20mA | ISB-12 | EExd |  |  | 25MPa | Yes
1449113-SE-7391SK |  | KeyPhasorProbe | VS2158-412-A-238 | FIELD | AI | PUCS
1 |  | STKEYPHASOR |  |  | PX | ISB-12 | EExia |  |  |  | Yes
1448113-ST-7391SK |  | SpeedTransmitter | VS2158-412-A-238 | PUCS | AI | MMS |  |  |  | 0rpm
1 |  | STKEYPHASOR |  | 113-ST-601 | PX | ISB-12 | EExia |  |  | 10000rpm | Yes
1426113-SZE-7378A |  | SpeedSensor | VS2158-412-A-228 | FIELD | - | -
1 |  | STSPEEDA(OVERSPEED) |  | 113-ST-601 | - | - | - |  |  |  | Yes
1427113-SZE-7378B |  | SpeedSensor | VS2158-412-A-228 | FIELD | - | -
2 |  | STSPEEDB(OVERSPEED) |  | 113-ST-601 | - | - | - |  |  |  | Yes
1428113-SZE-7378C |  | SpeedSensor | VS2158-412-A-228 | FIELD | - | -
3 |  | STSPEEDC(OVERSPEED) |  | 113-ST-601 | - | - | - |  |  |  | Yes
1429113-SZT-7378A |  | SpeedTransmitter | VS2158-412-A-228 | FIELD | AI | PUCS |  |  |  | 0rpm
4 |  | STSPEEDA(OVERSPEED) |  | 113-ST-601 | PX | ISB-12 | EExia |  |  | 5000rpm | Yes
1430113-SZT-7378B |  | SpeedTransmitter | VS2158-412-A-228 | FIELD | AI | PUCS |  |  |  | 0rpm
5 |  | STSPEEDB(OVERSPEED) |  | 113-ST-601 | PX | ISB-12 | EExia |  |  | 5000rpm | Yes
1431113-SZT-7378C |  | SpeedTransmitter | VS2158-412-A-228 | FIELD | AI | PUCS |  |  |  | 0rpm
6 |  | STSPEEDC(OVERSPEED) |  | 113-ST-601 | PX | ISB-12 | EExia |  |  | 5000rpm | Yes
1440113-SZE-7379A |  | SpeedSensor | VS2158-412-A-228 | FIELD | - | -
1 |  | STSPEEDA |  | 113-ST-601 | - | - | - |  |  |  | Yes
1441113-SZE-7379B |  | SpeedSensor | VS2158-412-A-228 | FIELD | - | -
2 |  | STSPEEDB |  | 113-ST-601 | - | - | - |  |  |  | Yes
1442113-SZT-7379A |  | SpeedTransmitter | VS2158-412-A-228 | FIELD | AI | PUCS
3 |  | STSPEEDA |  | 113-ST-601 | PX | ISB-12 | EExia |  |  |  | Yes
1443113-SZT-7379B |  | SpeedTransmitter | VS2158-412-A-228 | FIELD | AI | PUCS
4 |  | STSPEEDB |  | 113-ST-601 | PX | ISB-12 | EExia |  |  |  | Yes
1423113-SV-7376A |  | ControlValve | VS2158-412-A-228 | FIELD | AO | PUCS |  |  |  | 0%
1 |  | HPGOVVALVEA |  | 113-ST-601 | 4-20mA | ISB-12 | - |  |  | 100% | Yes
1424113-SV-7376B |  | ControlValve | VS2158-412-A-228 | FIELD | AO | PUCS |  |  |  | 0%
1 |  | HPGOVVALVEB |  | 113-ST-601 | 4-20mA | ISB-12 | - |  |  | 100% | Yes
1425113-SV-7376C |  | ControlValve | VS2158-412-A-228 | FIELD | AO | PUCS |  |  |  | 0%
1 |  | HPGOVVALVEC |  | 113-ST-601 | 4-20mA | ISB-12 | - |  |  | 100% | Yes
1446113-SV-7380A |  | ControlValve | VS2158-412-A-228 | FIELD | AO | PUCS |  |  |  | 0%
1 |  | EXTGOVVALVEA |  | 113-ST-601 | 4-20mA | ISB-12 | - |  |  | 100% | Yes
1447113-SV-7380B |  | ControlValve | VS2158-412-A-228 | FIELD | AO | PUCS |  |  |  | 0%
1 |  | EXTGOVVALVEB |  | 113-ST-601 | 4-20mA | ISB-12 | - |  |  | 100% | Yes
1898113-TE-7392CB |  | RTD | VS2158-412-A-238 | FIELD | RTD | PUCS |  | 0DegC
1 |  | GENCOOLAIRTEMP(COLDSIDEB) |  |  | RTD | ISB-12 | - | 160DegC |  |  | Yes
1899113-TE-7392CA |  | RTD | VS2158-412-A-238 | FIELD | RTD | PUCS |  | 0DegC
1 |  | GENCOOLAIRTEMP(COLDSIDEA) |  |  | RTD | ISB-12 | - | 160DegC |  |  | Yes
1910113-TE-7392H |  | RTD | VS2158-412-A-238 | FIELD | RTD | PUCS |  |  |  | 0DegC
1 |  | GENCOOLAIRTEMP(HOTSIDE) |  |  | RTD | ISB-12 | - |  |  | 160DegC | Yes
1914113-TE-7394U |  | RTD |  | FIELD | RTD | PUCS |  |  |  | 0DegC
1 |  | GENERATORWINDINGTEMP.UPHASE |  |  | RTD | ISB-12 | - |  |  | 160DegC | Yes
1916113-TE-7394V |  | RTD |  | FIELD | RTD | PUCS |  |  |  | 0DegC
1 |  | GENERATORWINDINGTEMP.VPHASE |  |  | RTD | ISB-12 | - |  |  | 160DegC | Yes
1918113-TE-7394W |  | RTD |  | FIELD | RTD | PUCS |  |  |  | 0DegC
1 |  | GENERATORWINDINGTEMP.WPHASE |  |  | RTD | ISB-12 | - |  |  | 160DegC | Yes
1868113-TS-7356 |  | TemperatureSwitch | VS2158-412-A-223 | FIELD | DI | PUCS |  | NORMAL
1 |  | LOTANKHEATEROVERHEAT |  | 113-ST-601-H21 | VOLTFREE | ISB-12 | EExd | TRIP |  |  | Yes
1873113-TS-7371 |  | TemperatureSwitch | VS2158-412-A-233 | FIELD | DI | PUCS |  | NORMAL
1 |  | COTANKHEATEROVERHEAT |  | 113-ST-601 | VOLTFREE | ISB-12 | EExd | TRIP |  |  | Yes
1805113-TE-7301 |  | Thermocouple | VS2158-412-A-213 | FIELD | TC | - |  |  |  | 0DegC
2 |  | EXHSTEAMTEMP |  | 113-ST-601 | TYPEK | - | - |  |  | 160DegC | Yes
1806113-TT-7301 |  | TemperatureTransmitter | VS2158-412-A-213 | FIELD | AI | PUCS | Yes |  |  | 0DegC
3 |  | EXHSTEAMTEMP |  | 113-ST-601 | 4-20mA | ISB-12 | EExd |  |  | 160DegC | Yes
1808113-TE-7305A |  | Thermocouple | VS2158-412-A-213 | FIELD | TC | [5 empty] | Notreq'd
2 |  | TSCWTO113ST601DS01 | 8"-GSS-113-4301-A2AS-HS |  | TYPEK |  | EExd |  |  |  | Yes
1810113-TE-7305B |  | Thermocouple | VS2158-412-A-213 | FIELD | TC
4 |  | TSCWTO113ST601DS01 | 8"-GSS-113-4301-A2AS-HS |  | TYPEK |  | EExd |  |  |  | Yes
1813113-TT-7305A |  | TemperatureTransmitter | VS2158-412-A-213 | FIELD | AIR | DCS | YES |  |  | 0DegC | Req'd
7 |  | TSCWTO113ST601DS01 | 8"-GSS-113-4301-A2AS-HS |  | 4-20mA | ISB-12 | EExd |  |  | 600DegC | Yes
1814113-TT-7305B |  | TemperatureTransmitter | VS2158-412-A-213 | FIELD | AI | DCS | YES |  |  | 0DegC | Req'd
8 |  | TSCWTO113ST601DS01 | 8"-GSS-113-4301-A2AS-HS |  | 4-20mA | ISB-12 | EExd |  |  | 600DegC | Yes
1817113-TT-7310 |  | TemperatureTransmitter | VS2158-412-A-248 | FIELD | AI | DCS | YES |  | 0DegC
1 |  | MPSFRM113ST601 | 14"-HPS-113-4302-D2DH-HS |  | 4-20mA | ISB-12 | EExd |  | 650DegC |  | Yes(Loose)
1819113-TE-7310 |  | Thermocouple | VS2158-412-A-248 | FIELD | TC
3 |  | MPSFRM113ST601 | 10"-MPS-113-4303-B1AS-HS |  | TYPEK | [5 empty] | Yes
1820113-TW-7310 |  | Thermowell | VS2158-412-A-248 | FIELD
4 |  | MPSFRM113ST601 | 10"-MPS-113-4303-B1AS-HS | [7 empty] | Yes
1825113-TE-7312A |  | Thermocouple | VS2158-412-A-248 | FIELD | TC | [5 empty] | Notreq'd
9 |  | HPSFRM113ST601 | 14"-HPS-113-4304-D2DH-HS |  | TYPEK |  | EExd |  |  |  | Yes
1826113-TE-7312B |  | Thermocouple | VS2158-412-A-248 | FIELD | TC
10 |  | HPSFRM113ST601 | 14"-HPS-113-4304-D2DH-HS |  | TYPEK |  | EExd |  |  |  | Yes
1827113-TT-7312A |  | TemperatureTransmitter | VS2158-412-A-248 | FIELD | AIR | DCS | YES |  | 0DegC |  | Req'd
11 |  | HPSFRM113ST601 | 14"-HPS-113-4304-D2DH-HS |  | 4-20mA | ISB-12 | EExd |  | 450DegC |  | Yes
1828113-TT-7312B |  | TemperatureTransmitter | VS2158-412-A-248 | FIELD | AI | DCS | YES |  | 0DegC |  | Req'd
12 |  | HPSFRM113ST601 | 14"-HPS-113-4304-D2DH-HS |  | 4-20mA | ISB-12 | EExd |  | 450DegC |  | Yes
1829113-TW-7313 |  | Thermowell | VS2158-412-A-213 | FIELD | - | -
1 |  | CASINGTEMP |  | 113-ST-601 | - | - | - |  |  |  | Yes
1830113-TE-7313 |  | Thermocouple | VS2158-412-A-213 | FIELD | TC |  |  |  | 0DegC
2 |  | CASINGTEMP |  | 113-ST-601 | TYPEK |  | - |  | 800DegC |  | Yes
1831113-TT-7313 |  | TemperatureTransmitter | VS2158-412-A-213 | FIELD | AI | PUCS | YES |  | 0DegC
3 |  | CASINGTEMP |  | 113-ST-601 | 4-20mA | ISB-12 | EExd |  | 800DegC |  | Yes
1833113-TW-7315 |  | Thermowell | VS2158-412-A-233 | FIELD | - | -
1 |  | MAINSTEAMTEMP | HHPS-113-3009-P0MS-HS |  | - | - | - |  |  |  | Yes
1834113-TE-7315 |  | Thermocouple | VS2158-412-A-233 | FIELD | TC |  |  |  | 0DegC
2 |  | MAINSTEAMTEMP | HHPS-113-3009-P0MS-HS |  | TYPEK |  | - |  | 800DegC |  | Yes(Loose)
1835113-TT-7315 |  | TemperatureTransmitter | VS2158-412-A-233 | FIELD | AI | PUCS | YES |  | 0DegC
3 |  | MAINSTEAMTEMP | HHPS-113-3009-P0MS-HS |  | 4-20mA | ISB-12 | EExd |  | 800DegC |  | Yes(Loose)
1837113-TW-7330 |  | Thermowell | VS2158-412-A-243 | FIELD
1 |  | SCWTOHDR | 32"-CSWR-113-XXXX-S0CW-NI |  |  |  | EExd |  |  |  | Yes
1838113-TT-7330 |  | TemperatureTransmitter | VS2158-412-A-243 | FIELD | AI | DCS | YES | 0DegC |  |  | Req'd
1 |  | SCWTOHDR | 32"-CSWR-113-3001-S0CW-NI |  | 4-20mA | ISB-12 | EExd | 100DegC |  |  | Yes
1839113-TE-7330 |  | RTD | VS2158-412-A-243 | FIELD | RTD | [5 empty] | Notreq'd
2 |  | SCWTOHDR | 32"-CSWR-113-3001-S0CW-NI |  |  |  | EExd |  |  |  | Yes
1845113-TE-7340 |  | RTD | VS2158-412-A-243 | FIELD | RTD | [5 empty] | Notreq'd
2 |  | SCWTOHDR | 32"-CSWR-113-4301-S0CW-NI |  |  |  | EExd |  |  |  | Yes
1846113-TT-7340 |  | TemperatureTransmitter | VS2158-412-A-243 | FIELD | AI | DCS | YES | 0DegC |  |  | Req'd
3 |  | SCWTOHDR | 32"-CSWR-113-4301-S0CW-NI |  | 4-20mA | ISB-12 | EExd | 100DegC |  |  | Yes
1848113-TW-7340 |  | Thermowell | VS2158-412-A-243 | FIELD
4 |  | SCWTOHDR | 32"-CSWR-113-XXXX-S0CW-NI |  |  |  | EExd |  |  |  | Yes
1857113-TT-7351 |  | TemperatureTransmitter | VS2158-412-A-223 | FIELD | AI | DCS | YES | -30DegC
1 |  | L/OTO113STG601 |  |  | 4-20mA | ISB-12 | EExd | 70DegC |  |  | Yes
1859113-TE-7351 |  | Thermocouple | VS2158-412-A-223 | FIELD | TC
3 |  | L/OTO113STG601 | 6"-LOS-113-4301-A0JP-NI |  | TYPEK | [5 empty] | Yes
1860113-TW-7351 |  | Thermowell | VS2158-412-A-223 | FIELD
4 |  | L/OTO113STG601 | 6"-LOS-113-4301-A0JP-NI | [7 empty] | Yes
1866113-TW-7356 |  | Thermowell | VS2158-412-A-223 | FIELD | - | -
1 |  | LOTANKTEMP |  | 113-ST-601-TK21 | - | - | - |  |  |  | Yes
1870113-TE-7356 |  | Thermocouple | VS2158-412-A-223 | FIELD | TC | - |  |  |  | 0DegC
2 |  | LOTANKTEMP |  |  | TYPEK | - | - |  |  | 100DegC | Yes
1871113-TT-7356 |  | TemperatureTransmitter | VS2158-412-A-223 | FIELD | AI | PUCS | Yes |  |  | 0DegC
3 |  | LOTANKTEMP |  | 113-ST-601-TK21 | 4-20mA | ISB-12 | EExd |  |  | 100DegC | Yes
1876113-TE-7371B |  | Thermocouple | VS2158-412-A-233 | FIELD | TC | - |  |  |  | 0DegC
2 |  | COTANKTEMP |  | 113-ST-601-TK31 | TYPEK | - | - |  |  | 100DegC | Yes
1877113-TE-7371A |  | Thermocouple | VS2158-412-A-233 | FIELD | TC | - |  |  |  | 0DegC
2 |  | COTANKTEMP |  | 113-ST-601-TK31 | TYPEK | - | - |  |  | 100DegC | Yes
1878113-TT-7371 |  | TemperatureTransmitter | VS2158-412-A-233 | FIELD | AI | PUCS | Yes |  |  | 0DegC
3 |  | COTANKTEMP |  | 113-ST-601 | 4-20mA | ISB-12 | EExd |  |  | 100DegC | Yes
1809113-TV-7305 |  | ControlValve | VS2158-412-A-213 | FIELD | AOR | DCS | Yes | Close |  | 0% | No
3 |  | MPSTO113ST601DS01 | 1"-TSCW-113-4305-A2AP-NI |  | 4-20mA | ISB-12 | EExd |  |  | 100% | Yes
1824113-TV-7312 |  | ControlValve | VS2158-412-A-248 | FIELD | AOR | DCS | Yes | Close | 0% |  | No
8 |  | HPSFRM113ST601 | 2"-HBFW-113-3003-M2AS-HS |  | 4-20mA | ISB-12 | EExd |  | 100% |  | Yes
1882113-TZE-7391AC |  | RTD | VS2158-412-A-238 | FIELD | RTD | PUCS |  | 0DegC
1 |  | STTHRUSTBRGTEMPA |  |  | RTD | ISB-12 | - | 160DegC |  |  | Yes
1883113-TZE-7391AA |  | RTD | VS2158-412-A-238 | FIELD | RTD | PUCS |  | 0DegC
1 |  | STANTI-THRUSTBRGTEMPA |  |  | RTD | ISB-12 | - | 160DegC |  |  | Yes
1885113-TZE-7391AB |  | RTD | VS2158-412-A-238 | FIELD | RTD | PUCS |  | 0DegC
2 |  | STANTI-THRUSTBRGTEMPB |  |  | RTD | ISB-12 | - | 160DegC |  |  | Yes
1890113-TZE-7391HA |  | RTD | VS2158-412-A-238 | FIELD | RTD | PUCS |  | 0DegC
1 |  | STHPSIDEBRGTEMPA |  |  | RTD | ISB-12 | - | 160DegC |  |  | Yes
1891113-TZE-7391HB |  | RTD | VS2158-412-A-238 | FIELD | RTD | PUCS |  | 0DegC
2 |  | STHPSIDEBRGTEMPB |  |  | RTD | ISB-12 | - | 160DegC |  |  | Yes
1894113-TZE-7391LA |  | RTD | VS2158-412-A-238 | FIELD | RTD | PUCS |  | 0DegC
1 |  | STLPSIDEBRGTEMPA |  |  | RTD | ISB-12 | - | 160DegC |  |  | Yes
1895113-TZE-7391LB |  | RTD | VS2158-412-A-238 | FIELD | RTD | PUCS |  | 0DegC
2 |  | STLPSIDEBRGTEMPB |  |  | RTD | ISB-12 | - | 160DegC |  |  | Yes
1902113-TZE-7392EA |  | RTD | VS2158-412-A-238 | FIELD | RTD | PUCS |  | 0DegC
1 |  | GENEXSIDEBRGTEMPA |  |  | RTD | ISB-12 | - | 160DegC |  |  | Yes
1903113-TZE-7392EB |  | RTD | VS2158-412-A-238 | FIELD | RTD | PUCS |  | 0DegC
2 |  | GENEXSIDEBRGTEMPB |  |  | RTD | ISB-12 | - | 160DegC |  |  | Yes
1906113-TZE-7392GA |  | RTD | VS2158-412-A-238 | FIELD | RTD | PUCS |  |  |  | 0DegC
1 |  | GENSTSIDEBRGTEMPA |  |  | RTD | ISB-12 | - |  |  | 160DegC | Yes
1907113-TZE-7392GB |  | RTD | VS2158-412-A-238 | FIELD | RTD | PUCS |  |  |  | 0DegC
2 |  | GENSTSIDEBRGTEMPB |  |  | RTD | ISB-12 | - |  |  | 160DegC | Yes
2278113-UY-7304 |  | SolenoidValve | VS2158-412-A-213 | FIELD | DO | PUCS |  |  | CLOSE
1 |  | EXHSPRAYVALVESOV | 1"-TSCW-113-4304-A2AP-NI |  | 24VDC | ISB-12 | EExd |  | OPEN | Yes
2279113-UV-7304 |  | On/OffValve | VS2158-412-A-213 | FIELD | - | - |  | Open
2 |  | EXHSPRAYVALVE | 1"-TSCW-113-4304-A2AP-NI |  | - | - | - |  |  | Yes
2280113-USL-7304 |  | LimitSwitch(Close) | VS2158-412-A-213 | FIELD | DI | PUCS |  |  | CLOSE
4 |  | EXHSPRAYVALVECLOSED | 1"-TSCW-113-4304-A2AP-NI |  | VOLTFREE | ISB-12 | EExd |  | N_CLOSE | Yes
2288113-UY-7306 |  | SolenoidValve | VS2158-412-A-248 | FIELD | DO | PUCS |  |  | CLOSE
1 |  | EXTDRAINVALVESOV | 1"-HPS-113-4301-D2DH-HS |  | 24VDC | ISB-12 | EExd |  | OPEN | Yes
2289113-UV-7306 |  | On/OffValve | VS2158-412-A-248 | FIELD |  |  |  | Open |  | N/A
2 |  | EXTDRAINVALVE | 1"-HPS-113-4301-D1DH-HS |  |  |  | - |  |  | Yes
2290113-USL-7306 |  | LimitSwitch(Close) | VS2158-412-A-248 | FIELD | DI | PUCS |  |  | CLOSE
4 |  | EXTDRAINVALVECLOSED | 1"-HPS-113-4301-D2DH-HS |  | VOLTFREE | ISB-12 | EExd |  | N_CLOSE | Yes
2297113-UY-7307 |  | SolenoidValve | VS2158-412-A-213 | FIELD | DO | PUCS |  |  | OPEN
1 |  | CASINGDRAINVALVESOV | 1"-HHPS-113-4302-P0MS-HS |  | 24VDC | ISB-12 | EExd |  | CLOSE | Yes
2298113-UV-7307 |  | On/OffValve | VS2158-412-A-213 | FIELD | - | - |  | Open
2 |  | CASINGDRAINVALVE | 1"-HHPS-113-4302-P0MS-HS |  | - | - | - |  |  | Yes
2299113-USL-7307 |  | LimitSwitch(Close) | VS2158-412-A-213 | FIELD | DI | PUCS |  |  | CLOSE
4 |  | CASINGDRAINVALVECLOSED | 1"-HHPS-113-4302-P0MS-HS |  | VOLTFREE | ISB-12 | EExd |  | N_CLOSE | Yes
2305113-UY-7311 |  | SolenoidValve | VS2158-412-A-248 | FIELD | DO | PUCS |  |  | FREE
1 |  | EXTCHECKVALVESOV | 14"-HPS-113-4302-D2DH-HS |  | 24VDC | ISB-12 | EExd |  | CLOSE | Yes
2306113-UV-7311 |  | On/OffValve | VS2158-412-A-248 | FIELD |  |  |  | Close
2 |  | EXTCHECKVALVE | 14"-HPS-113-4302-D2DH-HS |  |  |  | - |  |  | Yes
2307113-USL-7311 |  | LimitSwitch(Close) | VS2158-412-A-248 | FIELD | DI | PUCS |  |  | CLOSE
4 |  | EXTCHECKVALVECLOSED | 14"-HPS-113-4302-D2DH-HS |  | VOLTFREE | ISB-12 | EExd |  | N_CLOSE | Yes
2308113-UY-7316 |  | SolenoidValve | VS2158-412-A-213 | FIELD | DO | PUCS |  |  | OPEN
1 |  | MSVDRAINVALVESOV | 1"-HHPS-113-4301-P0MS-HS |  | 24VDC | ISB-12 | EExd |  | CLOSE | Yes
2309113-UV-7316 |  | On/OffValve | VS2158-412-A-213 | FIELD | - | - |  | Open
2 |  | MSVDRAINVALVE | 1"-HHPS-113-4301-P0MS-HS |  | - | - | - |  |  | Yes
2310113-USL-7316 |  | LimitSwitch(Close) | VS2158-412-A-213 | FIELD | DI | PUCS |  |  | CLOSE
4 |  | MSVDRAINVALVECLOSED | 1"-HHPS-113-4301-P0MS-HS |  | VOLTFREE | ISB-12 | EExd |  | N_CLOSE | Yes
2311113-UY-7331 |  | SolenoidValve | VS2158-412-A-208 | FIELD | DO | PUCS |  |  | OPEN
1 |  | VACUUMBREAKERVALVESOV | 3"-ACV-113-4302-A2AS-NI |  | 24VDC | ISB-12 | EExd |  | CLOSE | Yes
2312113-UV-7331 |  | On/OffValve | VS2158-412-A-208 | FIELD |  |  |  | Close
2 |  | VACUUMBREAKERVALVE | 3"-AVC-113-4302-A2AS-NI |  |  |  | - |  |  | Yes(Loose)
2313113-USL-7331 |  | LimitSwitch(Close) | VS2158-412-A-208 | FIELD | DI | PUCS |  |  | CLOSE
4 |  | VACUUMBREAKERVALVECLOSED | 3"-ACV-113-4302-A2AS-NI |  | VOLTFREE | ISB-12 | EExd |  | N_CLOSE | Yes
2314113-UZY-7372A |  | SolenoidValve | VS2158-412-A-228 | FIELD | DO | PUCS |  |  | OPEN
1 |  | MAINSTOPVALVESOVA |  |  | 24VDC | ISB-12 | EExd |  | CLOSE | Yes
2315113-UZY-7372B |  | SolenoidValve | VS2158-412-A-228 | FIELD | DO | PUCS |  |  | OPEN
2 |  | MAINSTOPVALVESOVB |  |  | 24VDC | ISB-12 | EExd |  | CLOSE | Yes
2316113-UZY-7372C |  | SolenoidValve | VS2158-412-A-228 | FIELD | DO | PUCS |  |  | OPEN
3 |  | MSVTESTSOV |  |  | 24VDC | ISB-12 | EExd |  | CLOSE | Yes
2508113-VE-7391HX |  | ProximityProbe(X-Axis) | VS2158-412-A-238 | FIELD | AI | PUCS
1 |  | STHPSIDEVIBX |  |  | PX | ISB-12 | EExia |  |  |  | Yes
2509113-VT-7391HX |  | ProximityTransducer | VS2158-412-A-238 | PUCS | AI | MMS |  | 0microm
1 |  | STHPSIDEVIBX |  | 113-ST-601 | PX | ISB-12 | EExia | 200microm |  |  | Yes
2510113-VT-7391HY |  | ProximityTransducer | VS2158-412-A-238 | PUCS | AI | MMS |  | 0microm
2 |  | STHPSIDEVIBY |  | 113-ST-601 | PX | ISB-12 | EExia | 200microm |  |  | Yes
2511113-VE-7391HY |  | ProximityProbe(Y-Axis) | VS2158-412-A-238 | FIELD | AI | PUCS
2 |  | STHPSIDEVIBY |  |  | PX | ISB-12 | EExia |  |  |  | Yes
2512113-VT-7391LX |  | ProximityTransducer | VS2158-412-A-238 | PUCS | AI | MMS |  | 0microm
1 |  | STLPSIDEVIBX |  | 113-ST-601 | PX | ISB-12 | EExia | 200microm |  |  | Yes
2513113-VE-7391LX |  | ProximityProbe(X-Axis) | VS2158-412-A-238 | FIELD | AI | PUCS
1 |  | STLPSIDEVIBX |  |  | PX | ISB-12 | EExia |  |  |  | Yes
2514113-VE-7391LY |  | ProximityProbe(Y-Axis) | VS2158-412-A-238 | FIELD | AI | PUCS
2 |  | STLPSIDEVIBY |  |  | PX | ISB-12 | EExia |  |  |  | Yes
2515113-VT-7391LY |  | ProximityTransducer | VS2158-412-A-238 | PUCS | AI | MMS |  | 0microm
2 |  | STLPSIDEVIBY |  | 113-ST-601 | PX | ISB-12 | EExia | 200microm |  |  | Yes
2516113-VE-7392EX |  | ProximityProbe(X-Axis) | VS2158-412-A-238 | FIELD | AI | PUCS
1 |  | GENEXSIDEVIBX |  |  | PX | ISB-12 | EExia |  |  |  | Yes
2517113-VT-7392EX |  | ProximityTransducer | VS2158-412-A-238 | PUCS | AI | MMS |  | 0microm
1 |  | GENEXSIDEVIBX |  | 113-STG-601 | PX | ISB-12 | EExia | 300microm |  |  | Yes
2518113-VE-7392EY |  | ProximityProbe(Y-Axis) | VS2158-412-A-238 | FIELD | AI | PUCS
2 |  | GENEXSIDEVIBY |  |  | PX | ISB-12 | EExia |  |  |  | Yes
2519113-VT-7392EY |  | ProximityTransducer | VS2158-412-A-238 | PUCS | AI | MMS |  | 0microm
2 |  | GENEXSIDEVIBY |  | 113-STG-601 | PX | ISB-12 | EExia | 300microm |  |  | Yes
2592113-XE-7391AA |  | ProximityProbe(AxialDisplacement) | VS2158-412-A-238 | FIELD | AI | PUCS
1 |  | STSHAFTPOSITIONA |  |  | PX | ISB-12 | EExia |  |  |  | Yes
2593113-XE-7391AB |  | ProximityProbe(AxialDisplacement) | VS2158-412-A-238 | FIELD | AI | PUCS
2 |  | STSHAFTPOSITIONB |  |  | PX | ISB-12 | EExia |  |  |  | Yes
2594113-XT-7391AA |  | ProximityTransducer | VS2158-412-A-238 | PUCS | AI | MMS |  | -2mm
3 |  | STSHAFTPOSITIONA |  | 113-ST-601 | PX | ISB-12 | EExia | 2mm |  |  | Yes
2595113-XT-7391AB |  | ProximityTransducer | VS2158-412-A-238 | PUCS | AI | MMS |  | -2mm
4 |  | STSHAFTPOSITIONB |  | 113-ST-601 | PX | ISB-12 | EExia | 2mm |  |  | Yes
595113-LG-7356 |  | LevelGauge | VS2158-412-A-223 | FIELD | - | - |  |  |  | -1290mm
1 |  | LOTANKLEVEL |  | 113-ST-601-TK21 | - | - | - |  |  | 350mm | Yes
599113-LG-7371 |  | LevelGauge | VS2158-412-A-233 | FIELD | - | - |  |  |  | -145mm
1 |  | COTANKLEVEL |  | 113-ST-601 | - | - | - |  |  | 185mm | Yes
1124113-PG-7305 |  | PressureGauge | VS2158-412-A-213 | FIELD | - | - |  |  |  | 0MPa
1 |  | 1stSTAGESTEAMPRESS |  | 113-ST-601 | - | - | - |  |  | 5MPa | Yes
1132113-PG-7311 |  | PressureGauge | VS2158-412-A-248 | FIELD |  | -
1 |  | STEAMTURBINETOATM | 14"-HPS-113-4309-D2DH-HS |  | - | - | - |  |  |  | Yes
1135113-PG-7312 |  | PressureGauge | VS2158-412-A-213 | FIELD | - | - |  |  |  | 0MPa
1 |  | MIDDLESTAGESTEAMPRESS |  | 113-ST-601 | - | - | - |  |  | 12MPa | Yes
1143113-PG-7315 |  | PressureGauge | VS2158-412-A-248 | FIELD |  | -
1 |  | HHPSTEAMFROMHEADER | 16"-HHPS-113-3009-P0MS-HS |  | - | - | - |  |  |  | Yes
1145113-PG-7320 |  | PressureGauge | VS2158-412-A-208 | FIELD
1 |  | LEAKSTEAMPRESS | 6"-GLS-113-4306-A2AS-PP | [7 empty] | Yes
1146113-PG-7330 |  | PressureGaugeDiaphragmSeal | VS2158-412-A-243 | FIELD
1 |  | CSWSTO113ST601E01 | 32"-CSWS-113-3001-S0CW-NI | [7 empty] | Yes
1148113-PG-7332 |  | PressureGauge | VS2158-412-A-208 | FIELD | - | - |  | -0.1MPa
1 |  | EJECTORCONDENSERPRESS |  | 113-ST-601-E11 | - | - | - | 0.2MPa |  |  | Yes
1150113-PG-7340 |  | PressureGaugeDiaphragmSeal | VS2158-412-A-243 | FIELD
1 |  | CSWSTO113ST601E01 | 32"-CSWS-113-4301-S0CW-NI | [7 empty] | Yes
1152113-PG-7341A |  | PressureGauge | VS2158-412-A-208 | FIELD | - | - |  | 0MPa
1 |  | MOTIVESTEAMPRESS |  | 113-ST-601-EJ11 | - | - | - | 10MPa |  |  | Yes
1153113-PG-7341B |  | PressureGauge | VS2158-412-A-208 | FIELD | - | - |  | 0MPa
1 |  | MOTIVESTEAMPRESS |  | 113-ST-601-E11 | - | - | - | 10MPa |  |  | Yes
1154113-PG-7344A |  | PressureGauge | VS2158-412-A-203 | FIELD
1 |  | CONDENSATEPUMPSUCTIONPRESS | 14"-TSCW-113-4310-A2AP-NI | [7 empty] | Yes
1155113-PG-7344B |  | PressureGauge | VS2158-412-A-203 | FIELD
1 |  | CONDENSATEPUMPSUCTIONPRESS | 14"-TSCW-113-4311-A2AP-NI | [7 empty] | Yes
1156113-PG-7345A |  | PressureGauge | VS2158-412-A-203 | FIELD
1 |  | CONDENSATEPUMPDISCHARGEPRESS | 1"-TSCW-113-4305-A2AP-NI | [7 empty] | Yes
1157113-PG-7345B |  | PressureGauge | VS2158-412-A-203 | FIELD
1 |  | CONDENSATEPUMPDISCHARGEPRESS | 1"-TSCW-113-4305-A2AP-NI | [7 empty] | Yes
1158113-PG-7351 |  | PressureGauge | VS2158-412-A-223 | FIELD | - | - |  | 0MPa
1 |  | LOUNITOUTLETPRESS | 4"-LOD-4301-APJP-NI |  | - | - | - | 1MPa |  |  | Yes
1160113-PG-7352 |  | PressureGauge | VS2158-412-A-223 | FIELD | - | - |  | 0MPa
1 |  | LOFILTEROUTLETPRESS |  | 113-ST-601-F21A/B | - | - | - | 1MPa |  |  | Yes
1163113-PG-7353 |  | PressureGauge | VS2158-412-A-223 | FIELD | - | - |  | 0MPa
1 |  | LOFILTERINLETPRESS |  | 113-ST-601-F21A/B | - | - | - | 1MPa |  |  | Yes
1168113-PG-7355A |  | PressureGauge | VS2158-412-A-223 | FIELD | - | - |  | 0MPa
1 |  | LOPUMPDISCHARGEPRESS |  | 113-ST-601-P21A | - | - | - | 1MPa |  |  | Yes
1170113-PG-7355B |  | PressureGauge | VS2158-412-A-223 | FIELD | - | - |  |  |  | 0MPa
1 |  | LOPUMPDISCHARGEPRESS |  | 113-ST-601-P21B | - | - | - |  |  | 1MPa | Yes
1172113-PG-7355C |  | PressureGauge | VS2158-412-A-223 | FIELD | - | - |  |  |  | 0MPa
1 |  | LOPUMPDISCHARGEPRESS |  | 113-ST-601-P23 | - | - | - |  |  | 0.6MPa | Yes
1173113-PG-7356A |  | PressureGauge | VS2158-412-A-223 | FIELD | - | - |  |  |  | 0MPa
1 |  | LOPURIFIERINLETPRESS |  | 113-ST-601-F22 | - | - | - |  |  | 0.4MPa | Yes
1174113-PG-7356B |  | PressureGauge | VS2158-412-A-223 | FIELD | - | - |  |  |  | 0MPa
1 |  | LOPURIFIEROUTLETPRESS |  | 113-ST-601-F22 | - | - | - |  |  | 0.4MPa | Yes
1175113-PG-7359 |  | PressureGauge | VS2158-412-A-218 | FIELD | - | - |  |  |  | 0MPa
1 |  | LOPRESS | 16"-LOS-113-4304-A0JP-NI |  | - | - | - |  |  | 0.3MPa | Yes
1184113-PG-7371 |  | PressureGauge | VS2158-412-A-233 | FIELD | - | -
1 |  | COPRESS |  | 113-ST-601 | - | - | - |  |  |  | Yes
1197113-PG-7382 |  | PressureGauge | VS2158-412-A-228 | FIELD | - | - |  |  |  | 0MPa
1 |  | COPRESS |  | 113-ST-601 | - | - | - |  |  | 20MPa | Yes
1804113-TG-7301 |  | TemperatureGauge | VS2158-412-A-213 | FIELD
2 |  | STMTURBN |  | 113-ST-601 | [6 empty] | Yes
1803113-TW-7301 |  | Thermowell | VS2158-412-A-213 | FIELD | - | -
1 |  | EXHSTEAMTEMP |  | 113-ST-601 | - | - | - |  |  |  | Yes
1815113-TGW-7309 |  | Thermowell | VS2158-412-A-248 | FIELD
1 |  | MPSTMTOHDR | 14"-HPS-113-4302-D1DH04-HS | [7 empty] | Yes
1816113-TG-7309 |  | TemperatureGauge | VS2158-412-A-248 | FIELD
2 |  | MPSTMTOHDR | 14"-HPS-113-4302-D2DH-HS | [7 empty] | Yes
1841113-TGW-7331 |  | Thermowell | VS2158-412-A-208 | FIELD | - | -
1 |  | COOLINGWATERTEMP |  | 113-ST-601-E11 | - | - | - |  |  |  | Yes
1842113-TG-7331 |  | TemperatureGauge | VS2158-412-A-208 | FIELD
2 |  | COOLINGWATERTEMP |  | 113-ST-601-E11 | [6 empty] | Yes
1843113-TGW-7332 |  | Thermowell | VS2158-412-A-208 | FIELD
1 |  | EJECTORCOND | 8"-TSCW-113-4301-A2A-NI | [7 empty] | Yes
1844113-TG-7332 |  | TemperatureGauge | VS2158-412-A-208 | FIELD
2 |  | EJECTORCOND | [8 empty] | Yes
1849113-TGW-7341 |  | Thermowell | VS2158-412-A-208 | FIELD | - | -
1 |  | MOTIVESTEAMTEMP | 1-1/2"-MPS-113-4301-B1AS-HS |  | - | - | - |  |  |  | Yes
1850113-TG-7341 |  | TemperatureGauge | VS2158-412-A-208 | FIELD
2 |  | MOTIVESTEAMTEMP | 1-1/2"-MPS-113-4301-B1AS-HS | [7 empty] | Yes
1853113-TGW-7343 |  | Thermowell | VS2158-412-A-243 | FIELD
1 |  | 113A006CW TO HDR | 32"-CSWR-113-4301-S0CW-NI | [7 empty] | Yes
1854113-TG-7343 |  | TemperatureGauge | VS2158-412-A-243 | FIELD
2 |  | 113A006CW TO HDR | 32"-CSWR-113-4301-S0CW-NI | [7 empty] | Yes
1855113-TGW-7344 |  | Thermowell | VS2158-412-A-243 | FIELD
1 |  | 113A006CW TO HDR | 32"-CSWR-113-3001-S0CW-NI | [7 empty] | Yes
1856113-TG-7344 |  | TemperatureGauge | VS2158-412-A-243 | FIELD
2 |  | 113A006CW TO HDR | 32"-CSWR-113-3001-S0CW-NI | [7 empty] | Yes
1861113-TGW-7353 |  | Thermowell | VS2158-412-A-223 | FIELD | - | -
1 |  | LOCOOLEROUTLETTEMP |  | 113-ST-601-E21A/B | - | - | - |  |  |  | Yes
1863113-TG-7353 |  | TemperatureGauge | VS2158-412-A-223 | FIELD
2 |  | LOCOOLEROUTLETTEMP |  | 113-ST-601-E21A/B | [6 empty] | Yes
1864113-TGW-7354 |  | Thermowell | VS2158-412-A-223 | FIELD | - | -
1 |  | LOCOOLERINLETTEMP |  | 113-ST-601-E21A/B | - | - | - |  |  |  | Yes
1865113-TG-7354 |  | TemperatureGauge | VS2158-412-A-223 | FIELD
2 |  | LOCOOLERINLETTEMP |  | 113-ST-601-E21A/B | [6 empty] | Yes
1867113-TGW-7356 |  | Thermowell | VS2158-412-A-223 | FIELD | - | -
1 |  | LOTANKTEMP |  | 113-ST-601-TK21 | - | - | - |  |  |  | Yes
1869113-TG-7356 |  | TemperatureGauge | VS2158-412-A-223 | FIELD
2 |  | LOTANKTEMP |  | 113-ST-601-TK21 | [6 empty] | Yes
1874113-TGW-7371 |  | Thermowell | VS2158-412-A-233 | FIELD | - | -
1 |  | COTANKTEMP |  | 113-ST-601 | - | - | - |  |  |  | Yes
1875113-TG-7371 |  | TemperatureGauge | VS2158-412-A-233 | FIELD | - | -
2 |  | COTANKTEMP |  | 113-ST-601 | - | - | - |  |  |  | Yes